## Char depth
Time (min) | Upper Wall Char Depth (mm) | Ceiling Char Depth (mm)
0 | 0 | 0
0.33333 | 0 | 0
0.66667 | 0 | 0
1 | 0 | 0
1.3333 | 0 | 0
1.6667 | 0 | 0
2 | 0 | 0
2.3333 | 0 | 0
2.6667 | 0 | 0
3 | 1.5854 | 1.5502
3.3333 | 3.1376 | 3.0896
3.6667 | 4.3543 | 4.3072
4 | 5.3492 | 5.3015
4.3333 | 6.2206 | 6.1694
4.6667 | 6.9873 | 6.9497
5 | 7.7572 | 7.7164
5.3333 | 8.4625 | 8.4115
5.6667 | 9.0681 | 9.0129
6 | 9.7163 | 9.6719
6.3333 | 10.3121 | 10.2568
6.6667 | 10.8588 | 10.8134
7 | 11.4294 | 11.3761
7.3333 | 11.9229 | 11.8769
7.6667 | 12.4641 | 12.411
8 | 12.9256 | 12.8786
8.3333 | 13.4373 | 13.3835
8.6667 | 13.8777 | 13.8297
9 | 14.3542 | 14.2986
9.3333 | 14.7835 | 14.7342
9.6667 | 15.2199 | 15.1608
10 | 15.6488 | 15.5978
10.3333 | 16.0308 | 15.9766
10.6667 | 16.4751 | 16.419
11 | 16.8509 | 16.7999
11.3333 | 17.2566 | 17.1939
11.6667 | 17.6422 | 17.5875
12 | 17.9864 | 17.9354
12.3333 | 18.3951 | 18.3357
12.6667 | 18.7482 | 18.6939
13 | 19.0941 | 19.0245
13.3333 | 19.4726 | 19.4141
13.6667 | 19.8045 | 19.7501
14 | 20.1484 | 20.0764
14.3333 | 20.5029 | 20.4424
14.6667 | 20.8197 | 20.7633
15 | 21.1504 | 21.0813
15.3333 | 21.4917 | 21.4318
15.6667 | 21.7978 | 21.7414
16 | 22.109 | 22.0387
16.3333 | 22.4445 | 22.3839
16.6667 | 22.7433 | 22.6862
17 | 23.0269 | 22.9674
17.3333 | 23.364 | 23.2999
17.6667 | 23.6589 | 23.5994
18 | 23.9332 | 23.8763
18.3333 | 24.2489 | 24.1808
18.6667 | 24.5445 | 24.4826
19 | 24.8168 | 24.758
19.3333 | 25.0965 | 25.0213
19.6667 | 25.4008 | 25.3359
20 | 25.6741 | 25.613
20.3333 | 25.9305 | 25.8719
20.6667 | 26.226 | 26.1539
21 | 26.5046 | 26.4395
21.3333 | 26.7626 | 26.7007
21.6667 | 27.0074 | 26.9472
22 | 27.305 | 27.2346
22.3333 | 27.5681 | 27.5028
22.6667 | 27.8146 | 27.7521
23 | 28.0651 | 27.9888
23.3333 | 28.3451 | 28.2752
23.6667 | 28.5972 | 28.5314
24 | 28.8349 | 28.7716
24.3333 | 29.0811 | 29.0007
24.6667 | 29.3508 | 29.2804
25 | 29.5951 | 29.5286
25.3333 | 29.8261 | 29.762
25.6667 | 30.062 | 29.985
26 | 30.3266 | 30.2535
26.3333 | 30.5655 | 30.4969
26.6667 | 30.7914 | 30.7254
27 | 31.0085 | 30.9438
27.3333 | 31.2734 | 31.1975
27.6667 | 31.5095 | 31.4389
28 | 31.732 | 31.6642
28.3333 | 31.9451 | 31.8793
28.6667 | 32.1927 | 32.1129
29 | 32.4288 | 32.3559
29.3333 | 32.6494 | 32.5798
29.6667 | 32.8602 | 32.7928
30 | 33.0831 | 32.9976
30.3333 | 33.324 | 33.2469
30.6667 | 33.5446 | 33.4718
31 | 33.7543 | 33.6842
31.3333 | 33.956 | 33.8878
31.6667 | 34.1928 | 34.1094
32 | 34.4166 | 34.3405
32.3333 | 34.6268 | 34.554
32.6667 | 34.8282 | 34.7576
33 | 35.0285 | 34.9538
33.3333 | 35.2649 | 35.1841
33.6667 | 35.4779 | 35.4021
34 | 35.6802 | 35.6072
34.3333 | 35.8749 | 35.8038
34.6667 | 36.0817 | 35.994
35 | 36.3055 | 36.2253
35.3333 | 36.5111 | 36.4351
35.6667 | 36.7073 | 36.6337
36 | 36.8966 | 36.8249
36.3333 | 37.1033 | 37.0125
36.6667 | 37.3193 | 37.239
37 | 37.5193 | 37.4428
37.3333 | 37.7107 | 37.6364
37.6667 | 37.8956 | 37.8231
38 | 38.0975 | 38.0044
38.3333 | 38.3088 | 38.2265
38.6667 | 38.5048 | 38.4265
39 | 38.6923 | 38.6164
39.3333 | 38.8736 | 38.7996
39.6667 | 39.0639 | 38.9773
40 | 39.2745 | 39.1901
40.3333 | 39.4678 | 39.3879
40.6667 | 39.6523 | 39.575
41 | 39.8306 | 39.7551
41.3333 | 40.0039 | 39.9297
41.6667 | 40.216 | 40.1271
42 | 40.4072 | 40.3245
42.3333 | 40.5888 | 40.509
42.6667 | 40.7636 | 40.686
43 | 40.9331 | 40.857
43.3333 | 41.1246 | 41.0282
43.6667 | 41.3158 | 41.2298
44 | 41.4946 | 41.4123
44.3333 | 41.666 | 41.586
44.6667 | 41.8317 | 41.7533
45 | 41.9925 | 41.9155
45.3333 | 42.1872 | 42.0941
45.6667 | 42.3645 | 42.278
46 | 42.5326 | 42.449
46.3333 | 42.6944 | 42.6127
46.6667 | 42.851 | 42.7709
47 | 43.0035 | 42.9243
47.3333 | 43.1889 | 43.0934
47.6667 | 43.3561 | 43.2672
48 | 43.515 | 43.4289
48.3333 | 43.6679 | 43.5836
48.6667 | 43.816 | 43.7331
49 | 43.96 | 43.8781
49.3333 | 44.1264 | 44.0232
49.6667 | 44.2865 | 44.1931
50 | 44.4371 | 44.3471
50.3333 | 44.5816 | 44.4936
50.6667 | 44.7212 | 44.6346
51 | 44.8567 | 44.7711
51.3333 | 44.9887 | 44.9038
51.6667 | 45.1458 | 45.0424
52 | 45.2907 | 45.1947
52.3333 | 45.4278 | 45.3346
52.6667 | 45.5596 | 45.468
53 | 45.6871 | 45.5966
53.3333 | 45.8109 | 45.7212
53.6667 | 45.9314 | 45.8423
54 | 46.0618 | 45.9601
54.3333 | 46.1977 | 46.0941
54.6667 | 46.3239 | 46.2246
55 | 46.4446 | 46.3472
55.3333 | 46.5609 | 46.4647
55.6667 | 46.6737 | 46.5782
56 | 46.7832 | 46.6882
56.3333 | 46.8897 | 46.795
56.6667 | 46.9935 | 46.899
57 | 47.116 | 47.0003
57.3333 | 47.229 | 47.1213
57.6667 | 47.3359 | 47.2308
58 | 47.4384 | 47.3347
58.3333 | 47.5374 | 47.4344
58.6667 | 47.6333 | 47.5306
59 | 47.7262 | 47.6237
59.3333 | 47.8164 | 47.7139
59.6667 | 47.9041 | 47.8014
60 | 47.9892 | 47.8863
60.3333 | 48.0877 | 47.9688
60.6667 | 48.1793 | 48.0602
61 | 48.2654 | 48.1497
61.3333 | 48.3476 | 48.2331
61.6667 | 48.4264 | 48.3125
62 | 48.5022 | 48.3883
62.3333 | 48.575 | 48.4611
62.6667 | 48.6452 | 48.5309
63 | 48.7127 | 48.598
63.3333 | 48.7777 | 48.6624
63.6667 | 48.8401 | 48.7242
64 | 48.9 | 48.7834
64.3333 | 48.9575 | 48.84
64.6667 | 49.015 | 48.8942
65 | 49.0767 | 48.9459
65.3333 | 49.1322 | 48.9951
65.6667 | 49.1836 | 49.0495
66 | 49.2318 | 49.0988
66.3333 | 49.2767 | 49.1439
66.6667 | 49.3188 | 49.1856
67 | 49.3579 | 49.2241
67.3333 | 49.3942 | 49.2596
67.6667 | 49.4277 | 49.2922
68 | 49.4585 | 49.3219
68.3333 | 49.4865 | 49.3488
68.6667 | 49.5118 | 49.3729
69 | 49.5343 | 49.3942
69.3333 | 49.5541 | 49.4126
69.6667 | 49.5712 | 49.4283
70 | 49.5854 | 49.4411
70.3333 | 49.5969 | 49.4511
70.6667 | 49.6056 | 49.4582
71 | 49.6114 | 49.4624
71.3333 | 49.6143 | 49.4636
71.6667 | 49.6146 | 49.4636
72 | 49.6146 | 49.4636
72.3333 | 49.6146 | 49.4636
72.6667 | 49.6146 | 49.4636
73 | 49.6146 | 49.4636
73.3333 | 49.6146 | 49.4636
73.6667 | 49.6146 | 49.4636
74 | 49.6146 | 49.4636
74.3333 | 49.6146 | 49.4636
74.6667 | 49.6146 | 49.4636
75 | 49.6146 | 49.4636
75.3333 | 49.6146 | 49.4636
75.6667 | 49.6146 | 49.4636
76 | 49.6146 | 49.4636
76.3333 | 49.6146 | 49.4636
76.6667 | 49.6146 | 49.4636
77 | 49.6146 | 49.4636
77.3333 | 49.6146 | 49.4636
77.6667 | 49.6146 | 49.4636
78 | 49.6146 | 49.4636
78.3333 | 49.6146 | 49.4636
78.6667 | 49.6146 | 49.4636
79 | 49.6146 | 49.4636
79.3333 | 49.6146 | 49.4636
79.6667 | 49.6146 | 49.4636
80 | 49.6146 | 49.4636
80.3333 | 49.6146 | 49.4636
80.6667 | 49.6146 | 49.4636
81 | 49.6146 | 49.4636
81.3333 | 49.6146 | 49.4636
81.6667 | 49.6146 | 49.4636
82 | 49.6146 | 49.4636
82.3333 | 49.6146 | 49.4636
82.6667 | 49.6146 | 49.4636
83 | 49.6146 | 49.4636
83.3333 | 49.6146 | 49.4636
83.6667 | 49.6146 | 49.4636
84 | 49.6146 | 49.4636
84.3333 | 49.6146 | 49.4636
84.6667 | 49.6146 | 49.4636
85 | 49.6146 | 49.4636
85.3333 | 49.6146 | 49.4636
85.6667 | 49.6146 | 49.4636
86 | 49.6146 | 49.4636
86.3333 | 49.6146 | 49.4636
86.6667 | 49.6146 | 49.4636
87 | 49.6146 | 49.4636
87.3333 | 49.6146 | 49.4636
87.6667 | 49.6146 | 49.4636
88 | 49.6146 | 49.4636
88.3333 | 49.6146 | 49.4636
88.6667 | 49.6146 | 49.4636
89 | 49.6146 | 49.4636
89.3333 | 49.6146 | 49.4636
89.6667 | 49.6146 | 49.4636
90 | 49.6146 | 49.4636
90.3333 | 49.6146 | 49.4636
90.6667 | 49.6146 | 49.4636
91 | 49.6146 | 49.4636
91.3333 | 49.6146 | 49.4636
91.6667 | 49.6146 | 49.4636
92 | 49.6146 | 49.4636
92.3333 | 49.6146 | 49.4636
92.6667 | 49.6146 | 49.4636
93 | 49.6146 | 49.4636
93.3333 | 49.6146 | 49.4636
93.6667 | 49.6146 | 49.4636
94 | 49.6146 | 49.4636
94.3333 | 49.6146 | 49.4636
94.6667 | 49.6146 | 49.4636
95 | 49.6146 | 49.4636
95.3333 | 49.6146 | 49.4636
95.6667 | 49.6146 | 49.4636
96 | 49.6146 | 49.4636
96.3333 | 49.6146 | 49.4636
96.6667 | 49.6146 | 49.4636
97 | 49.6146 | 49.4636
97.3333 | 49.6146 | 49.4636
97.6667 | 49.6146 | 49.4636
98 | 49.6146 | 49.4636
98.3333 | 49.6146 | 49.4636
98.6667 | 49.6146 | 49.4636
99 | 49.6146 | 49.4636
99.3333 | 49.6146 | 49.4636
99.6667 | 49.6146 | 49.4636
100 | 49.6146 | 49.4636
100.3333 | 49.6146 | 49.4636
100.6667 | 49.6146 | 49.4636
101 | 49.6146 | 49.4636
101.3333 | 49.6146 | 49.4636
101.6667 | 49.6146 | 49.4636
102 | 49.6146 | 49.4636
102.3333 | 49.6146 | 49.4636
102.6667 | 49.6146 | 49.4636
103 | 49.6146 | 49.4636
103.3333 | 49.6146 | 49.4636
103.6667 | 49.6146 | 49.4636
104 | 49.6146 | 49.4636
104.3333 | 49.6146 | 49.4636
104.6667 | 49.6146 | 49.4636
105 | 49.6146 | 49.4636
105.3333 | 49.6146 | 49.4636
105.6667 | 49.6146 | 49.4636
106 | 49.6146 | 49.4636
106.3333 | 49.6146 | 49.4636
106.6667 | 49.6146 | 49.4636
107 | 49.6146 | 49.4636
107.3333 | 49.6146 | 49.4636
107.6667 | 49.6146 | 49.4636
108 | 49.6146 | 49.4636
108.3333 | 49.6146 | 49.4636
108.6667 | 49.6146 | 49.4636
109 | 49.6146 | 49.4636
109.3333 | 49.6146 | 49.4636
109.6667 | 49.6146 | 49.4636
110 | 49.6146 | 49.4636
110.3333 | 49.6146 | 49.4636
110.6667 | 49.6146 | 49.4636
111 | 49.6146 | 49.4636
111.3333 | 49.6146 | 49.4636
111.6667 | 49.6146 | 49.4636
112 | 49.6146 | 49.4636
112.3333 | 49.6146 | 49.4636
112.6667 | 49.6146 | 49.4636
113 | 49.6146 | 49.4636
113.3333 | 49.6146 | 49.4636
113.6667 | 49.6146 | 49.4636
114 | 49.6146 | 49.4636
114.3333 | 49.6146 | 49.4636
114.6667 | 49.6146 | 49.4636
115 | 49.6146 | 49.4636
115.3333 | 49.6146 | 49.4636
115.6667 | 49.6146 | 49.4636
116 | 49.6146 | 49.4636
116.3333 | 49.6146 | 49.4636
116.6667 | 49.6146 | 49.4636
117 | 49.6146 | 49.4636
117.3333 | 49.6146 | 49.4636
117.6667 | 49.6146 | 49.4636
118 | 49.6146 | 49.4636
118.3333 | 49.6146 | 49.4636
118.6667 | 49.6146 | 49.4636
119 | 49.6146 | 49.4636
119.3333 | 49.6146 | 49.4636
119.6667 | 49.6146 | 49.4636
120 | 49.6146 | 49.4636
120.3333 | 49.6146 | 49.4636
120.6667 | 49.6146 | 49.4636
121 | 49.6146 | 49.4636
121.3333 | 49.6146 | 49.4636
121.6667 | 49.6146 | 49.4636
122 | 49.6146 | 49.4636
122.3333 | 49.6146 | 49.4636
122.6667 | 49.6146 | 49.4636
123 | 49.6146 | 49.4636
123.3333 | 49.6146 | 49.4636
123.6667 | 49.6146 | 49.4636
124 | 49.6146 | 49.4636
124.3333 | 49.6146 | 49.4636
124.6667 | 49.6146 | 49.4636
125 | 49.6146 | 49.4636
125.3333 | 49.6146 | 49.4636
125.6667 | 49.6146 | 49.4636
126 | 49.6146 | 49.4636
126.3333 | 49.6146 | 49.4636
126.6667 | 49.6146 | 49.4636
127 | 49.6146 | 49.4636
127.3333 | 49.6146 | 49.4636
127.6667 | 49.6146 | 49.4636
128 | 49.6146 | 49.4636
128.3333 | 49.6146 | 49.4636
128.6667 | 49.6146 | 49.4636
129 | 49.6146 | 49.4636
129.3333 | 49.6146 | 49.4636
129.6667 | 49.6146 | 49.4636
130 | 49.6146 | 49.4636
130.3333 | 49.6146 | 49.4636
130.6667 | 49.6146 | 49.4636
131 | 49.6146 | 49.4636
131.3333 | 49.6146 | 49.4636
131.6667 | 49.6146 | 49.4636
132 | 49.6146 | 49.4636
132.3333 | 49.6146 | 49.4636
132.6667 | 49.6146 | 49.4636
133 | 49.6146 | 49.4636
133.3333 | 49.6146 | 49.4636
133.6667 | 49.6146 | 49.4636
134 | 49.6146 | 49.4636
134.3333 | 49.6146 | 49.4636
134.6667 | 49.6146 | 49.4636
135 | 49.6146 | 49.4636
135.3333 | 49.6146 | 49.4636
135.6667 | 49.6146 | 49.4636
136 | 49.6146 | 49.4636
136.3333 | 49.6146 | 49.4636
136.6667 | 49.6146 | 49.4636
137 | 49.6146 | 49.4636
137.3333 | 49.6146 | 49.4636
137.6667 | 49.6146 | 49.4636
138 | 49.6146 | 49.4636
138.3333 | 49.6146 | 49.4636
138.6667 | 49.6146 | 49.4636
139 | 49.6146 | 49.4636
139.3333 | 49.6146 | 49.4636
139.6667 | 49.6146 | 49.4636
140 | 49.6146 | 49.4636
140.3333 | 49.6146 | 49.4636
140.6667 | 49.6146 | 49.4636
141 | 49.6146 | 49.4636
141.3333 | 49.6146 | 49.4636
141.6667 | 49.6146 | 49.4636
142 | 49.6146 | 49.4636
142.3333 | 49.6146 | 49.4636
142.6667 | 49.6146 | 49.4636
143 | 49.6146 | 49.4636
143.3333 | 49.6146 | 49.4636
143.6667 | 49.6146 | 49.4636
144 | 49.6146 | 49.4636
144.3333 | 49.6146 | 49.4636
144.6667 | 49.6146 | 49.4636
145 | 49.6146 | 49.4636
145.3333 | 49.6146 | 49.4636
145.6667 | 49.6146 | 49.4636
146 | 49.6146 | 49.4636
146.3333 | 49.6146 | 49.4636
146.6667 | 49.6146 | 49.4636
147 | 49.6146 | 49.4636
147.3333 | 49.6146 | 49.4636
147.6667 | 49.6146 | 49.4636
148 | 49.6146 | 49.4636
148.3333 | 49.6146 | 49.4636
148.6667 | 49.6146 | 49.4636
149 | 49.6146 | 49.4636
149.3333 | 49.6146 | 49.4636
149.6667 | 49.6146 | 49.4636
150 | 49.6146 | 49.4636
150.3333 | 49.6146 | 49.4636
150.6667 | 49.6146 | 49.4636
151 | 49.6146 | 49.4636
151.3333 | 49.6146 | 49.4636
151.6667 | 49.6146 | 49.4636
152 | 49.6146 | 49.4636
152.3333 | 49.6146 | 49.4636
152.6667 | 49.6146 | 49.4636
153 | 49.6146 | 49.4636
153.3333 | 49.6146 | 49.4636
153.6667 | 49.6146 | 49.4636
154 | 49.6146 | 49.4636
154.3333 | 49.6146 | 49.4636
154.6667 | 49.6146 | 49.4636
155 | 49.6146 | 49.4636
155.3333 | 49.6146 | 49.4636
155.6667 | 49.6146 | 49.4636
156 | 49.6146 | 49.4636
156.3333 | 49.6146 | 49.4636
156.6667 | 49.6146 | 49.4636
157 | 49.6146 | 49.4636
157.3333 | 49.6146 | 49.4636
157.6667 | 49.6146 | 49.4636
158 | 49.6146 | 49.4636
158.3333 | 49.6146 | 49.4636
158.6667 | 49.6146 | 49.4636
159 | 49.6146 | 49.4636
159.3333 | 49.6146 | 49.4636
159.6667 | 49.6146 | 49.4636
160 | 49.6146 | 49.4636
160.3333 | 49.6146 | 49.4636
160.6667 | 49.6146 | 49.4636
161 | 49.6146 | 49.4636
161.3333 | 49.6146 | 49.4636
161.6667 | 49.6146 | 49.4636
162 | 49.6146 | 49.4636
162.3333 | 49.6146 | 49.4636
162.6667 | 49.6146 | 49.4636
163 | 49.6146 | 49.4636
163.3333 | 49.6146 | 49.4636
163.6667 | 49.6146 | 49.4636
164 | 49.6146 | 49.4636
164.3333 | 49.6146 | 49.4636
164.6667 | 49.6146 | 49.4636
165 | 49.6146 | 49.4636
165.3333 | 49.6146 | 49.4636
165.6667 | 49.6146 | 49.4636
166 | 49.6146 | 49.4636
166.3333 | 49.6146 | 49.4636
166.6667 | 49.6146 | 49.4636
167 | 49.6146 | 49.4636
167.3333 | 49.6146 | 49.4636
167.6667 | 49.6146 | 49.4636
168 | 49.6146 | 49.4636
168.3333 | 49.6146 | 49.4636
168.6667 | 49.6146 | 49.4636
169 | 49.6146 | 49.4636
169.3333 | 49.6146 | 49.4636
169.6667 | 49.6146 | 49.4636
170 | 49.6146 | 49.4636
170.3333 | 49.6146 | 49.4636
170.6667 | 49.6146 | 49.4636
171 | 49.6146 | 49.4636
171.3333 | 49.6146 | 49.4636
171.6667 | 49.6146 | 49.4636
172 | 49.6146 | 49.4636
172.3333 | 49.6146 | 49.4636
172.6667 | 49.6146 | 49.4636
173 | 49.6146 | 49.4636
173.3333 | 49.6146 | 49.4636
173.6667 | 49.6146 | 49.4636
174 | 49.6146 | 49.4636
174.3333 | 49.6146 | 49.4636
174.6667 | 49.6146 | 49.4636
175 | 49.6146 | 49.4636
175.3333 | 49.6146 | 49.4636
175.6667 | 49.6146 | 49.4636
176 | 49.6146 | 49.4636
176.3333 | 49.6146 | 49.4636
176.6667 | 49.6146 | 49.4636
177 | 49.6146 | 49.4636
177.3333 | 49.6146 | 49.4636
177.6667 | 49.6146 | 49.4636
178 | 49.6146 | 49.4636
178.3333 | 49.6146 | 49.4636
178.6667 | 49.6146 | 49.4636
179 | 49.6146 | 49.4636
179.3333 | 49.6146 | 49.4636
179.6667 | 49.6146 | 49.4636
180 | 49.6146 | 49.4636

## Outside
Time (sec) | Vent Fire (kW)
0 | 0
20 | 0
40 | 0
60 | 0
80 | 0
100 | 0
120 | 0
140 | 0
160 | 0
180 | 0
200 | 0
220 | 0
240 | 0
260 | 761.7
280 | 847.6
300 | 838.6
320 | 835
340 | 831.9
360 | 831.5
380 | 830.2
400 | 832.5
420 | 828.9
440 | 827.3
460 | 826.7
480 | 825.3
500 | 824.3
520 | 824.6
540 | 823.8
560 | 823
580 | 822.2
600 | 821.5
620 | 820.4
640 | 821.4
660 | 821.3
680 | 820.8
700 | 828
720 | 820.7
740 | 819.3
760 | 818.8
780 | 818.4
800 | 817.9
820 | 817.6
840 | 817.2
860 | 816.9
880 | 816.5
900 | 816.2
920 | 815.9
940 | 815.6
960 | 815.3
980 | 815
1000 | 814.8
1020 | 814.5
1040 | 814.3
1060 | 814
1080 | 813.8
1100 | 813.6
1120 | 813.4
1140 | 813.1
1160 | 812.9
1180 | 798.1
1200 | 812
1220 | 812.2
1240 | 812.3
1260 | 812.2
1280 | 812.1
1300 | 811.9
1320 | 811.8
1340 | 811.6
1360 | 811.5
1380 | 811.4
1400 | 811.2
1420 | 811.1
1440 | 811
1460 | 810.8
1480 | 810.7
1500 | 810.6
1520 | 810.5
1540 | 810.4
1560 | 810.2
1580 | 810.1
1600 | 810
1620 | 809.9
1640 | 809.8
1660 | 809.7
1680 | 809.6
1700 | 809.5
1720 | 809.4
1740 | 809.3
1760 | 809.2
1780 | 809.1
1800 | 809
1820 | 808.9
1840 | 808.9
1860 | 808.8
1880 | 808.7
1900 | 808.6
1920 | 808.5
1940 | 808.4
1960 | 808.4
1980 | 808.3
2000 | 808.2
2020 | 808.2
2040 | 808.1
2060 | 808
2080 | 807.9
2100 | 807.9
2120 | 807.8
2140 | 807.7
2160 | 807.7
2180 | 807.1
2200 | 807.5
2220 | 807.4
2240 | 813.6
2260 | 0
2280 | 0
2300 | 0
2320 | 0
2340 | 0
2360 | 0
2380 | 0
2400 | 0
2420 | 0
2440 | 0
2460 | 0
2480 | 0
2500 | 0
2520 | 0
2540 | 0
2560 | 0
2580 | 0
2600 | 0
2620 | 0
2640 | 0
2660 | 0
2680 | 0
2700 | 0
2720 | 0
2740 | 0
2760 | 0
2780 | 0
2800 | 0
2820 | 0
2840 | 0
2860 | 0
2880 | 0
2900 | 0
2920 | 0
2940 | 0
2960 | 0
2980 | 0
3000 | 0
3020 | 0
3040 | 0
3060 | 0
3080 | 0
3100 | 0
3120 | 0
3140 | 0
3160 | 0
3180 | 0
3200 | 0
3220 | 0
3240 | 0
3260 | 0
3280 | 0
3300 | 0
3320 | 0
3340 | 0
3360 | 0
3380 | 0
3400 | 0
3420 | 0
3440 | 0
3460 | 0
3480 | 0
3500 | 0
3520 | 0
3540 | 0
3560 | 0
3580 | 0
3600 | 0
3620 | 0
3640 | 0
3660 | 0
3680 | 0
3700 | 0
3720 | 0
3740 | 0
3760 | 0
3780 | 0
3800 | 0
3820 | 0
3840 | 0
3860 | 0
3880 | 0
3900 | 0
3920 | 0
3940 | 0
3960 | 0
3980 | 0
4000 | 0
4020 | 0
4040 | 0
4060 | 0
4080 | 0
4100 | 0
4120 | 0
4140 | 0
4160 | 0
4180 | 0
4200 | 0
4220 | 0
4240 | 0
4260 | 0
4280 | 0
4300 | 0
4320 | 0
4340 | 0
4360 | 0
4380 | 0
4400 | 0
4420 | 0
4440 | 0
4460 | 0
4480 | 0
4500 | 0
4520 | 0
4540 | 0
4560 | 0
4580 | 0
4600 | 0
4620 | 0
4640 | 0
4660 | 0
4680 | 0
4700 | 0
4720 | 0
4740 | 0
4760 | 0
4780 | 0
4800 | 0
4820 | 0
4840 | 0
4860 | 0
4880 | 0
4900 | 0
4920 | 0
4940 | 0
4960 | 0
4980 | 0
5000 | 0
5020 | 0
5040 | 0
5060 | 0
5080 | 0
5100 | 0
5120 | 0
5140 | 0
5160 | 0
5180 | 0
5200 | 0
5220 | 0
5240 | 0
5260 | 0
5280 | 0
5300 | 0
5320 | 0
5340 | 0
5360 | 0
5380 | 0
5400 | 0
5420 | 0
5440 | 0
5460 | 0
5480 | 0
5500 | 0
5520 | 0
5540 | 0
5560 | 0
5580 | 0
5600 | 0
5620 | 0
5640 | 0
5660 | 0
5680 | 0
5700 | 0
5720 | 0
5740 | 0
5760 | 0
5780 | 0
5800 | 0
5820 | 0
5840 | 0
5860 | 0
5880 | 0
5900 | 0
5920 | 0
5940 | 0
5960 | 0
5980 | 0
6000 | 0
6020 | 0
6040 | 0
6060 | 0
6080 | 0
6100 | 0
6120 | 0
6140 | 0
6160 | 0
6180 | 0
6200 | 0
6220 | 0
6240 | 0
6260 | 0
6280 | 0
6300 | 0
6320 | 0
6340 | 0
6360 | 0
6380 | 0
6400 | 0
6420 | 0
6440 | 0
6460 | 0
6480 | 0
6500 | 0
6520 | 0
6540 | 0
6560 | 0
6580 | 0
6600 | 0
6620 | 0
6640 | 0
6660 | 0
6680 | 0
6700 | 0
6720 | 0
6740 | 0
6760 | 0
6780 | 0
6800 | 0
6820 | 0
6840 | 0
6860 | 0
6880 | 0
6900 | 0
6920 | 0
6940 | 0
6960 | 0
6980 | 0
7000 | 0
7020 | 0
7040 | 0
7060 | 0
7080 | 0
7100 | 0
7120 | 0
7140 | 0
7160 | 0
7180 | 0
7200 | 0
7220 | 0
7240 | 0
7260 | 0
7280 | 0
7300 | 0
7320 | 0
7340 | 0
7360 | 0
7380 | 0
7400 | 0
7420 | 0
7440 | 0
7460 | 0
7480 | 0
7500 | 0
7520 | 0
7540 | 0
7560 | 0
7580 | 0
7600 | 0
7620 | 0
7640 | 0
7660 | 0
7680 | 0
7700 | 0
7720 | 0
7740 | 0
7760 | 0
7780 | 0
7800 | 0
7820 | 0
7840 | 0
7860 | 0
7880 | 0
7900 | 0
7920 | 0
7940 | 0
7960 | 0
7980 | 0
8000 | 0
8020 | 0
8040 | 0
8060 | 0
8080 | 0
8100 | 0
8120 | 0
8140 | 0
8160 | 0
8180 | 0
8200 | 0
8220 | 0
8240 | 0
8260 | 0
8280 | 0
8300 | 0
8320 | 0
8340 | 0
8360 | 0
8380 | 0
8400 | 0
8420 | 0
8440 | 0
8460 | 0
8480 | 0
8500 | 0
8520 | 0
8540 | 0
8560 | 0
8580 | 0
8600 | 0
8620 | 0
8640 | 0
8660 | 0
8680 | 0
8700 | 0
8720 | 0
8740 | 0
8760 | 0
8780 | 0
8800 | 0
8820 | 0
8840 | 0
8860 | 0
8880 | 0
8900 | 0
8920 | 0
8940 | 0
8960 | 0
8980 | 0
9000 | 0
9020 | 0
9040 | 0
9060 | 0
9080 | 0
9100 | 0
9120 | 0
9140 | 0
9160 | 0
9180 | 0
9200 | 0
9220 | 0
9240 | 0
9260 | 0
9280 | 0
9300 | 0
9320 | 0
9340 | 0
9360 | 0
9380 | 0
9400 | 0
9420 | 0
9440 | 0
9460 | 0
9480 | 0
9500 | 0
9520 | 0
9540 | 0
9560 | 0
9580 | 0
9600 | 0
9620 | 0
9640 | 0
9660 | 0
9680 | 0
9700 | 0
9720 | 0
9740 | 0
9760 | 0
9780 | 0
9800 | 0
9820 | 0
9840 | 0
9860 | 0
9880 | 0
9900 | 0
9920 | 0
9940 | 0
9960 | 0
9980 | 0
10000 | 0
10020 | 0
10040 | 0
10060 | 0
10080 | 0
10100 | 0
10120 | 0
10140 | 0
10160 | 0
10180 | 0
10200 | 0
10220 | 0
10240 | 0
10260 | 0
10280 | 0
10300 | 0
10320 | 0
10340 | 0
10360 | 0
10380 | 0
10400 | 0
10420 | 0
10440 | 0
10460 | 0
10480 | 0
10500 | 0
10520 | 0
10540 | 0
10560 | 0
10580 | 0
10600 | 0
10620 | 0
10640 | 0
10660 | 0
10680 | 0
10700 | 0
10720 | 0
10740 | 0
10760 | 0
10780 | 0
10800 | 0

## Room 1
Time (sec) | Layer (m) | Upper Layer Temp (C) | HRR (kW) | Mass Loss Rate (kg/s) | Plume (kg/s) | Vent Fire (kW) | CO2 Upper(%) | CO Upper (ppm) | O2 Upper (%) | CO2 Lower(%) | CO Lower(ppm) | O2 Lower (%) | FED gases(inc) | Upper Wall Temp (C) | Ceiling Temp (C) | Rad on Floor (kW/m2) | Lower Layer Temp (C) | Lower Wall Temp (C) | Floor Temp (C) | Y Pyrolysis Front (m) | X Pyrolysis Front (m) | Z Pyrolysis Front (m) | Upward Velocity (m/s) | Lateral Velocity (m/s) | Pressure (Pa) | Visibility (m) | Vent Flow to Upper Layer (kg/s) | Vent Flow to Lower Layer (kg/s) | Rad on Target (kW/m2) | FED thermal(inc) | OD upper (1/m) | OD lower (1/m) | k upper (1/m) | k lower (1/m) | Vent Flow to Outside (m3/s) | HCN Upper (ppm) | HCN Lower (ppm) | SPR (m2/kg) | Unexposed Upper Wall Temp (C) | Unexposed Lower Wall Temp (C) | Unexposed Ceiling Temp (C) | Unexposed Floor Temp (C) | Ceiling Jet Temp(C) | Max Ceil Jet Temp(C) | GER | Smoke Detect OD-out (1/m) | Smoke Detect OD-in (1/m) | Link Temp (C) | Normalised Heat Load (s1/2K) | Net ceiling flux (kW/m2) | Net upper wall flux (kW/m2) | Net lower Wall flux (kW/m2) | Net floor flux (kW/m2) | MLR free burn (kg/s) | MLR ventilation effect (kg/s) | MLR thermal effect (kg/s) | MLR total (kg/s) | Burning rate (kg/s) | Fuel area shrinkage ratio (-) | Unconstrained HRR (kW) | Incident ceiling radiant flux (kW/m2) | Incident upper wall radiant flux (kW/m2) | Incident lower Wall radiant flux (kW/m2) | Incident floor radiant flux (kW/m2) | Total fuel mass loss (kg)
0 | 2.7 | 20 | 1e-06 | 7.143e-11 | 0.001936 | 0 | 0.0328 | 0.1031 | 20.86 | 0.0328 | 0.1031 | 20.86 | 0 | 20 | 20 | 0.4179 | 20 | 20 | 20 | 0 | 0 | 0 | 0 | 0 | 0 | 20 | 0 | -0.3031 | 0.00707 | 0 | 0.0004588 | 0.0004588 | 0.001055 | 0.001055 | 0 | 0.1069 | 0.1069 | 4.395e-08 | 20 | 20 | 20 | 20 | -273 | -273 | 1.705e-07 |  |  | 20 | 0 | -3.886e-17 | 0 | 0 | 0 | 0 | 0 | 0 | 0 | 0 | 0 | 1e-06 | 0.4179 | 0.4179 | 0.4179 | 0.4179 | 0
20 | 2.273 | 31.17 | 18.76 | 0.00134 | 0.3712 | 0 | 0.1984 | 69.53 | 20.68 | 0.0328 | 0.1031 | 20.86 | 0 | 21.93 | 21.99 | 0.2569 | 20.18 | 20.33 | 20.66 | 0 | 0 | 0 | 0 | 0 | -0.04328 | 20 | 0 | -0.03094 | 0.2631 | 0 | 0.5213 | 0.0004585 | 1.199 | 0.001054 | 0 | 0.1068 | 0.1069 | 0.8245 | 19.91 | 19.91 | 19.91 | 19.9 | -273 | -273 | 0.01668 |  |  | 20 | 0 | -0.3698 | -0.3621 | -0.07266 | -0.14 | 0 | 0 | 0 | 0 | 0 | 0 | 18.76 | 0.3052 | 0.2829 | 0.179 | 0.2569 | 0.009615
40 | 1.668 | 57.84 | 75.04 | 0.00536 | 0.3199 | 0 | 0.6002 | 237.9 | 20.23 | 0.0328 | 0.1031 | 20.86 | 0.001099 | 28.89 | 28.91 | 0.8098 | 21.92 | 22.39 | 24.12 | 0 | 0 | 0 | 0 | 0 | -0.1046 | 0.7949 | -0.1376 | 0.03134 | 0.6705 | 0.002209 | 1.641 | 0.0004558 | 3.774 | 0.001048 | 0.1292 | 0.1065 | 0.1069 | 3.298 | 19.88 | 19.88 | 19.88 | 19.85 | -273 | -273 | 0.07741 |  |  | 20 | 0 | -1.152 | -1.155 | -0.3427 | -0.5353 | 0 | 0 | 0 | 0 | 0 | 0 | 75.04 | 0.6621 | 0.6653 | 0.5739 | 0.8098 | 0.07417
60 | 1.423 | 106.3 | 168.8 | 0.01206 | 0.3016 | 0 | 1.453 | 595.2 | 19.29 | 0.0328 | 0.1031 | 20.86 | 0.005749 | 43.68 | 43.66 | 1.624 | 26.59 | 27.26 | 31.72 | 0 | 0 | 0 | 0 | 0 | -0.3071 | 0.3643 | -0.3696 | 0.2322 | 1.174 | 0.02458 | 3.581 | 0.0004487 | 8.235 | 0.001032 | 0.3963 | 0.106 | 0.1069 | 7.421 | 19.86 | 19.86 | 19.86 | 19.82 | -273 | -273 | 0.1848 |  |  | 20 | 0 | -2.596 | -2.602 | -0.8294 | -1.188 | 0 | 0 | 0 | 0 | 0 | 0 | 168.8 | 1.145 | 1.155 | 1.194 | 1.624 | 0.2473
80 | 1.388 | 177.9 | 300.2 | 0.02144 | 0.3468 | 0 | 2.986 | 1238 | 17.59 | 0.0328 | 0.1031 | 20.86 | 0.01911 | 69.53 | 69.43 | 2.876 | 34.73 | 36.14 | 45.06 | 0 | 0 | 0 | 0 | 0 | -0.6057 | 0.2082 | -0.4662 | 0.3206 | 2.344 | 0.1696 | 6.264 | 0.0004368 | 14.41 | 0.001005 | 0.5906 | 0.105 | 0.1069 | 13.19 | 19.84 | 19.84 | 19.84 | 19.8 | -273 | -273 | 0.2857 |  |  | 20 | 0 | -4.842 | -4.855 | -1.613 | -2.199 | 0 | 0 | 0 | 0 | 0 | 0 | 300.2 | 2.272 | 2.296 | 2.196 | 2.876 | 0.5825
100 | 1.388 | 262.1 | 469 | 0.0335 | 0.4023 | 0 | 5.168 | 2152 | 15.17 | 0.0328 | 0.1031 | 20.86 | 0.05589 | 107.8 | 107.6 | 4.776 | 47.36 | 50.73 | 66.62 | 0 | 0 | 0 | 0 | 0 | -1.002 | 0.1421 | -0.5095 | 0.3654 | 4.65 | 1 | 9.181 | 0.0004196 | 21.12 | 0.000965 | 0.7596 | 0.1035 | 0.1069 | 20.63 | 19.82 | 19.82 | 19.82 | 19.78 | -273 | -273 | 0.3848 |  |  | 20 | 0 | -7.722 | -7.749 | -2.802 | -3.689 | 0 | 0 | 0 | 0 | 0 | 0 | 469 | 4.49 | 4.544 | 3.751 | 4.776 | 1.133
120 | 1.381 | 342.5 | 675.4 | 0.04824 | 0.4498 | 0 | 7.7 | 3214 | 12.36 | 0.0328 | 0.1031 | 20.86 | 0.1524 | 155.1 | 154.6 | 7.361 | 65.48 | 72.61 | 98.25 | 0 | 0 | 0 | 0 | 0 | -1.487 | 0.1091 | -0.5484 | 0.3975 | 8.139 | 1 | 11.95 | 0.0003971 | 27.49 | 0.0009134 | 0.9314 | 0.1018 | 0.1069 | 29.91 | 19.81 | 19.81 | 19.81 | 19.76 | -273 | -273 | 0.4955 |  |  | 20 | 0 | -10.75 | -10.79 | -4.491 | -5.629 | 0 | 0 | 0 | 0 | 0 | 0 | 675.4 | 7.849 | 7.947 | 6.016 | 7.361 | 1.954
140 | 1.362 | 428.3 | 919.2 | 0.06566 | 0.4835 | 0 | 10.43 | 15850 | 9.322 | 0.0328 | 0.1031 | 20.86 | 0.4894 | 213.4 | 212.7 | 11.14 | 85.08 | 94.93 | 141 | 0 | 0 | 0 | 0 | 0 | -1.944 | 0.0904 | -0.5866 | 0.4349 | 13.71 | 1 | 14.43 | 0.0003754 | 33.18 | 0.0008634 | 1.124 | 0.09996 | 0.1069 | 41.67 | 19.8 | 19.8 | 19.8 | 19.75 | -273 | -273 | 0.6274 |  |  | 20 | 0 | -14.63 | -14.69 | -5.557 | -7.949 | 0 | 0 | 0 | 0 | 0 | 0 | 919.2 | 13.28 | 13.43 | 7.342 | 11.14 | 3.097
160 | 1.342 | 504.5 | 8596 | 0.1438 | 2.837 | 0 | 13.26 | 58830 | 6.171 | 0.0328 | 0.1031 | 20.86 | 1 | 278.5 | 277.5 | 45.66 | 109.9 | 127.4 | 195.7 | 0 | 0 | 0 | 0 | 0 | -2.419 | 0.07597 | -0.6259 | 0.4572 | 20.72 | 1 | 17.17 | 0.000351 | 39.49 | 0.0008073 | 1.316 | 0.09802 | 0.1069 | 18.96 | 19.78 | 19.78 | 19.78 | 19.74 | -273 | -273 | 0.2342 |  |  | 20 | 0 | -18.35 | -18.44 | -23.02 | -39.82 | 0 | 0 | 0 | 0 | 0 | 0 | 2014 | 20.07 | 20.28 | 28.68 | 45.66 | 4.675
180 | 0.3894 | 734.1 | 2690 | 0.1924 | 1.262 | 0 | 12.45 | 84630 | 3.048 | 2.789 | 18140 | 16.91 | 1 | 496.5 | 487.7 | 48.68 | 449.3 | 271.6 | 434.6 | 0 | 0 | 0 | 0 | 0 | -5.616 | 0.3564 | -1.49 | 1.258 | 58.32 | 1 | 3.66 | 1.172 | 8.417 | 2.697 | 3.276 | 0.09707 | 0.106 | 25.37 | 19.77 | 19.77 | 19.77 | 19.73 | -273 | -273 | 0.8774 |  |  | 20 | 0 | -29.15 | -29.42 | -26.34 | -31.33 | 0 | 0 | 0 | 0 | 0 | 0 | 2690 | 48.3 | 50.02 | 31.8 | 48.68 | 8.468
200 | 0.3827 | 835.7 | 2767 | 0.198 | 1.234 | 0 | 13.79 | 110100 | 1.162 | 2.914 | 22930 | 16.74 | 1 | 686.6 | 680.1 | 72.12 | 568 | 424.5 | 614.4 | 0 | 0 | 0 | 0 | 0 | -5.911 | 0.4018 | -1.445 | 1.236 | 85.66 | 1 | 3.246 | 0.8983 | 7.466 | 2.066 | 3.536 | 0.09652 | 0.1058 | 26.1 | 19.76 | 19.76 | 19.76 | 19.72 | -273 | -273 | 0.9327 |  |  | 20 | 0 | -24.38 | -24.66 | -33.33 | -32.24 | 0 | 0 | 0 | 0 | 0 | 0 | 2767 | 73.83 | 75.84 | 47.92 | 72.12 | 12.38
220 | 0.3781 | 889.5 | 2828 | 0.2022 | 1.215 | 0 | 14.18 | 118200 | 0.6079 | 2.884 | 23760 | 16.79 | 1 | 765.1 | 759 | 87.67 | 637.5 | 548.1 | 713.3 | 0 | 0 | 0 | 0 | 0 | -6.025 | 0.414 | -1.424 | 1.218 | 103.5 | 1 | 3.151 | 0.8107 | 7.247 | 1.865 | 3.68 | 0.09612 | 0.1056 | 26.66 | 19.75 | 19.75 | 19.75 | 19.71 | -273 | -273 | 0.9649 |  |  | 20 | 0 | -23.3 | -23.49 | -33.4 | -29.6 | 0 | 0 | 0 | 0 | 0 | 0 | 2828 | 91.07 | 93.19 | 58.9 | 87.67 | 16.38
240 | 0.3744 | 931.8 | 2878 | 0.2057 | 1.198 | 0 | 14.49 | 119400 | 0.1656 | 2.858 | 23690 | 16.83 | 1 | 821.6 | 815.8 | 101.6 | 689.8 | 635.8 | 781.6 | 0 | 0 | 0 | 0 | 0 | -6.082 | 0.4202 | -1.409 | 1.2 | 119.4 | 1 | 3.104 | 0.759 | 7.14 | 1.746 | 3.798 | 0.09576 | 0.1077 | 27.12 | 19.75 | 19.75 | 19.75 | 19.72 | -273 | -273 | 0.9933 |  |  | 20 | 0 | -22.71 | -22.88 | -32.77 | -27.76 | 0 | 0 | 0 | 0 | 0 | 0 | 2878 | 106.3 | 108.6 | 68.74 | 101.6 | 20.46
260 | 0.3709 | 957.1 | 2782 | 0.2584 | 1.137 | 0 | 10.76 | 57720 | 0.07308 | 2.085 | 11140 | 16.92 | 1 | 856.3 | 850.4 | 113.4 | 755.6 | 703.8 | 831.1 | 0 | 0 | 0 | 0 | 0 | -6.012 | 0.2623 | -1.398 | 1.137 | 129.8 | 1 | 4.973 | 1.117 | 11.44 | 2.57 | 4.025 | 0.08927 | 0.1043 | 47.83 | 19.74 | 19.74 | 19.74 | 19.73 | -273 | -273 | 1.301 |  |  | 20 | 0 | -21.14 | -21.33 | -31.58 | -25.72 | 0 | 0 | 0 | 0 | 0 | 0 | 3618 | 115.2 | 117.6 | 83.1 | 113.4 | 25.44
280 | 0.3704 | 978.1 | 2777 | 0.2562 | 1.13 | 0 | 10.33 | 53480 | 0.07257 | 1.959 | 10010 | 16.98 | 1 | 885.2 | 879.4 | 122 | 786.1 | 751.8 | 866 | 0 | 0 | 0 | 0 | 0 | -6.043 | 0.2557 | -1.388 | 1.13 | 138.9 | 1 | 5.102 | 1.128 | 11.73 | 2.594 | 4.091 | 0.08863 | 0.1042 | 47.24 | 19.73 | 19.73 | 19.73 | 19.77 | -273 | -273 | 1.293 |  |  | 20 | 0 | -20.2 | -20.36 | -29.44 | -23.64 | 0 | 0 | 0 | 0 | 0 | 0 | 3587 | 123.9 | 126.4 | 90.64 | 122 | 30.61
300 | 0.3699 | 994.7 | 2769 | 0.2571 | 1.124 | 0 | 10.36 | 53340 | 0.07243 | 1.938 | 9845 | 17.03 | 1 | 907.7 | 902.2 | 128.8 | 808.9 | 787.2 | 891.4 | 0 | 0 | 0 | 0 | 0 | -6.06 | 0.2597 | -1.382 | 1.123 | 146.4 | 1 | 5.022 | 1.086 | 11.55 | 2.498 | 4.137 | 0.08865 | 0.1041 | 47.59 | 19.72 | 19.72 | 19.72 | 19.84 | -273 | -273 | 1.301 |  |  | 20 | 0 | -19.52 | -19.67 | -27.75 | -22.32 | 0 | 0 | 0 | 0 | 0 | 0 | 3599 | 131.4 | 133.9 | 96.09 | 128.8 | 35.76
320 | 0.3695 | 1010 | 2763 | 0.2566 | 1.118 | 0 | 10.36 | 53340 | 0.07228 | 1.917 | 9729 | 17.07 | 1 | 927.7 | 922.4 | 135.2 | 828.8 | 816.8 | 913.5 | 0 | 0 | 0 | 0 | 0 | -6.076 | 0.263 | -1.376 | 1.118 | 153.4 | 1 | 4.96 | 1.053 | 11.41 | 2.422 | 4.177 | 0.08861 | 0.1041 | 47.5 | 19.72 | 19.72 | 19.72 | 19.97 | -273 | -273 | 1.301 |  |  | 20 | 0 | -18.91 | -19.03 | -26.35 | -21.18 | 0 | 0 | 0 | 0 | 0 | 0 | 3592 | 138.4 | 140.9 | 101.2 | 135.2 | 40.9
340 | 0.3692 | 1023 | 2762 | 0.2561 | 1.115 | 0 | 10.37 | 53350 | 0.07191 | 1.898 | 9630 | 17.11 | 1 | 945.1 | 940 | 140.9 | 846.1 | 841.6 | 932.4 | 0 | 0 | 0 | 0 | 0 | -6.091 | 0.2658 | -1.371 | 1.114 | 159.8 | 1 | 4.907 | 1.026 | 11.29 | 2.359 | 4.211 | 0.08858 | 0.1041 | 47.36 | 19.71 | 19.71 | 19.71 | 20.18 | -273 | -273 | 1.299 |  |  | 20 | 0 | -18.33 | -18.44 | -25.16 | -20.21 | 0 | 0 | 0 | 0 | 0 | 0 | 3586 | 144.8 | 147.3 | 105.7 | 140.9 | 46.02
360 | 0.3689 | 1034 | 2758 | 0.2557 | 1.111 | 0 | 10.36 | 53350 | 0.07179 | 1.881 | 9542 | 17.15 | 1 | 960.3 | 955.2 | 146.1 | 861.1 | 862.8 | 948.7 | 0 | 0 | 0 | 0 | 0 | -6.102 | 0.2681 | -1.367 | 1.11 | 165.6 | 1 | 4.865 | 1.003 | 11.19 | 2.308 | 4.242 | 0.08854 | 0.1041 | 47.29 | 19.7 | 19.7 | 19.7 | 20.51 | -273 | -273 | 1.299 |  |  | 20 | 0 | -17.81 | -17.92 | -24.1 | -19.36 | 0 | 0 | 0 | 0 | 0 | 0 | 3580 | 150.5 | 153.1 | 109.8 | 146.1 | 51.14
380 | 0.3687 | 1045 | 2754 | 0.2554 | 1.108 | 0 | 10.36 | 53350 | 0.07168 | 1.866 | 9465 | 17.18 | 1 | 973.7 | 968.8 | 150.9 | 874.4 | 881.2 | 963.1 | 0 | 0 | 0 | 0 | 0 | -6.11 | 0.2702 | -1.363 | 1.107 | 170.9 | 1 | 4.827 | 0.9836 | 11.1 | 2.262 | 4.27 | 0.08851 | 0.1041 | 47.23 | 19.7 | 19.7 | 19.7 | 20.99 | -273 | -273 | 1.299 |  |  | 20 | 0 | -17.33 | -17.44 | -23.15 | -18.62 | 0 | 0 | 0 | 0 | 0 | 0 | 3575 | 155.8 | 158.3 | 113.6 | 150.9 | 56.26
400 | 0.3684 | 1054 | 2746 | 0.2552 | 1.103 | 0 | 10.35 | 53330 | 0.0718 | 1.85 | 9392 | 17.2 | 1 | 985.7 | 980.8 | 155.3 | 884.3 | 896.6 | 975.6 | 0 | 0 | 0 | 0 | 0 | -6.113 | 0.2718 | -1.359 | 1.103 | 175.9 | 1 | 4.798 | 0.9692 | 11.04 | 2.229 | 4.296 | 0.08846 | 0.1041 | 47.26 | 19.69 | 19.69 | 19.69 | 21.65 | -273 | -273 | 1.302 |  |  | 20 | 0 | -16.89 | -16.99 | -22.26 | -17.95 | 0 | 0 | 0 | 0 | 0 | 0 | 3573 | 160.6 | 163.1 | 116.8 | 155.3 | 61.37
420 | 0.3682 | 1063 | 2743 | 0.2549 | 1.1 | 0 | 10.36 | 53340 | 0.07173 | 1.84 | 9334 | 17.23 | 1 | 996.4 | 991.7 | 159.3 | 894.8 | 910.9 | 987 | 0 | 0 | 0 | 0 | 0 | -6.12 | 0.2738 | -1.356 | 1.1 | 180.4 | 1 | 4.763 | 0.953 | 10.96 | 2.192 | 4.318 | 0.08845 | 0.1041 | 47.21 | 19.68 | 19.68 | 19.68 | 22.52 | -273 | -273 | 1.302 |  |  | 20 | 0 | -16.48 | -16.58 | -21.51 | -17.36 | 0 | 0 | 0 | 0 | 0 | 0 | 3569 | 165 | 167.6 | 119.9 | 159.3 | 66.48
440 | 0.368 | 1070 | 2740 | 0.2546 | 1.098 | 0 | 10.37 | 53350 | 0.07166 | 1.83 | 9279 | 17.25 | 1 | 1006 | 1002 | 163.1 | 904.5 | 923.6 | 997.2 | 0 | 0 | 0 | 0 | 0 | -6.125 | 0.2755 | -1.353 | 1.098 | 184.5 | 1 | 4.735 | 0.9394 | 10.89 | 2.161 | 4.339 | 0.08844 | 0.1041 | 47.15 | 19.68 | 19.68 | 19.68 | 23.63 | -273 | -273 | 1.302 |  |  | 20 | 0 | -16.11 | -16.19 | -20.84 | -16.82 | 0 | 0 | 0 | 0 | 0 | 0 | 3565 | 169.2 | 171.8 | 122.8 | 163.1 | 71.57
460 | 0.3676 | 1077 | 2709 | 0.2544 | 1.084 | 0 | 10.37 | 53350 | 0.07158 | 1.822 | 9236 | 17.27 | 1 | 1015 | 1011 | 166.5 | 912.9 | 935.2 | 1007 | 0 | 0 | 0 | 0 | 0 | -6.117 | 0.277 | -1.352 | 1.092 | 188.3 | 1 | 4.709 | 0.9279 | 10.83 | 2.134 | 4.363 | 0.08843 | 0.1041 | 47.41 | 19.67 | 19.67 | 19.67 | 24.98 | -273 | -273 | 1.315 |  |  | 20 | 0 | -15.69 | -15.78 | -20.15 | -16.26 | 0 | 0 | 0 | 0 | 0 | 0 | 3561 | 173 | 175.5 | 125.5 | 166.5 | 76.66
480 | 0.3678 | 1082 | 2740 | 0.2542 | 1.095 | 0 | 10.37 | 53350 | 0.07129 | 1.815 | 9198 | 17.28 | 1 | 1022 | 1017 | 168.8 | 919.6 | 944 | 1013 | 0 | 0 | 0 | 0 | 0 | -6.136 | 0.2779 | -1.349 | 1.095 | 190.9 | 1 | 4.694 | 0.9193 | 10.8 | 2.114 | 4.368 | 0.08841 | 0.1041 | 47.03 | 19.67 | 19.67 | 19.67 | 26.6 | -273 | -273 | 1.3 |  |  | 20 | 0 | -15.29 | -15.37 | -19.49 | -15.74 | 0 | 0 | 0 | 0 | 0 | 0 | 3559 | 175.6 | 178.2 | 127.4 | 168.8 | 81.75
500 | 0.3676 | 1087 | 2735 | 0.2544 | 1.093 | 0 | 10.37 | 53350 | 0.0715 | 1.807 | 9159 | 17.3 | 1 | 1029 | 1024 | 171.7 | 926.6 | 953.1 | 1021 | 0 | 0 | 0 | 0 | 0 | -6.139 | 0.2791 | -1.347 | 1.092 | 194.1 | 1 | 4.673 | 0.9099 | 10.75 | 2.093 | 4.383 | 0.0884 | 0.104 | 47.13 | 19.66 | 19.66 | 19.66 | 28.49 | -273 | -273 | 1.303 |  |  | 20 | 0 | -15 | -15.08 | -18.99 | -15.36 | 0 | 0 | 0 | 0 | 0 | 0 | 3561 | 178.8 | 181.4 | 129.6 | 171.7 | 86.84
520 | 0.3675 | 1093 | 2736 | 0.2538 | 1.092 | 0 | 10.36 | 53350 | 0.07118 | 1.799 | 9120 | 17.31 | 1 | 1035 | 1031 | 174.4 | 933.2 | 961.7 | 1028 | 0 | 0 | 0 | 0 | 0 | -6.143 | 0.2801 | -1.345 | 1.091 | 197.2 | 1 | 4.657 | 0.9013 | 10.71 | 2.073 | 4.397 | 0.08837 | 0.104 | 46.95 | 19.66 | 19.66 | 19.66 | 30.64 | -273 | -273 | 1.3 |  |  | 20 | 0 | -14.72 | -14.8 | -18.51 | -14.99 | 0 | 0 | 0 | 0 | 0 | 0 | 3553 | 181.8 | 184.4 | 131.7 | 174.4 | 91.92
540 | 0.3674 | 1098 | 2734 | 0.2536 | 1.09 | 0 | 10.37 | 53350 | 0.07114 | 1.793 | 9085 | 17.33 | 1 | 1042 | 1037 | 177 | 939.4 | 969.6 | 1034 | 0 | 0 | 0 | 0 | 0 | -6.146 | 0.2812 | -1.343 | 1.089 | 200.1 | 1 | 4.639 | 0.8931 | 10.67 | 2.054 | 4.41 | 0.08836 | 0.104 | 46.92 | 19.66 | 19.66 | 19.66 | 33.06 | -273 | -273 | 1.3 |  |  | 20 | 0 | -14.45 | -14.53 | -18.07 | -14.64 | 0 | 0 | 0 | 0 | 0 | 0 | 3551 | 184.7 | 187.3 | 133.7 | 177 | 97
560 | 0.3673 | 1102 | 2732 | 0.2534 | 1.089 | 0 | 10.37 | 53350 | 0.07109 | 1.786 | 9052 | 17.34 | 1 | 1048 | 1043 | 179.5 | 945.3 | 977 | 1040 | 0 | 0 | 0 | 0 | 0 | -6.149 | 0.2822 | -1.342 | 1.088 | 202.9 | 1 | 4.623 | 0.8856 | 10.63 | 2.037 | 4.422 | 0.08835 | 0.104 | 46.89 | 19.65 | 19.65 | 19.65 | 35.72 | -273 | -273 | 1.3 |  |  | 20 | 0 | -14.2 | -14.27 | -17.66 | -14.32 | 0 | 0 | 0 | 0 | 0 | 0 | 3548 | 187.5 | 190.1 | 135.7 | 179.5 | 102.1
580 | 0.3672 | 1107 | 2730 | 0.2533 | 1.087 | 0 | 10.37 | 53350 | 0.07105 | 1.781 | 9022 | 17.35 | 1 | 1053 | 1049 | 181.9 | 950.7 | 983.9 | 1046 | 0 | 0 | 0 | 0 | 0 | -6.151 | 0.2831 | -1.34 | 1.086 | 205.6 | 1 | 4.607 | 0.8785 | 10.6 | 2.021 | 4.434 | 0.08834 | 0.104 | 46.86 | 19.65 | 19.65 | 19.65 | 38.61 | -273 | -273 | 1.3 |  |  | 20 | 0 | -13.96 | -14.03 | -17.27 | -14.02 | 0 | 0 | 0 | 0 | 0 | 0 | 3546 | 190.1 | 192.7 | 137.5 | 181.9 | 107.1
600 | 0.3671 | 1111 | 2728 | 0.2531 | 1.086 | 0 | 10.37 | 53350 | 0.07101 | 1.775 | 8993 | 17.36 | 1 | 1058 | 1054 | 184.1 | 955.8 | 990.4 | 1051 | 0 | 0 | 0 | 0 | 0 | -6.154 | 0.284 | -1.339 | 1.085 | 208.1 | 1 | 4.593 | 0.872 | 10.56 | 2.006 | 4.445 | 0.08833 | 0.104 | 46.83 | 19.64 | 19.64 | 19.64 | 41.73 | -273 | -273 | 1.3 |  |  | 20 | 0 | -13.74 | -13.8 | -16.91 | -13.73 | 0 | 0 | 0 | 0 | 0 | 0 | 3544 | 192.7 | 195.2 | 139.2 | 184.1 | 112.2
620 | 0.367 | 1115 | 2728 | 0.2532 | 1.085 | 0 | 10.37 | 53350 | 0.07099 | 1.77 | 8967 | 17.37 | 1 | 1063 | 1059 | 186.3 | 960.6 | 996.5 | 1056 | 0 | 0 | 0 | 0 | 0 | -6.158 | 0.2849 | -1.337 | 1.084 | 210.5 | 1 | 4.579 | 0.8661 | 10.53 | 1.992 | 4.454 | 0.08832 | 0.104 | 46.85 | 19.64 | 19.64 | 19.64 | 45.04 | -273 | -273 | 1.3 |  |  | 20 | 0 | -13.52 | -13.59 | -16.57 | -13.47 | 0 | 0 | 0 | 0 | 0 | 0 | 3545 | 195 | 197.6 | 140.8 | 186.3 | 117.3
640 | 0.367 | 1119 | 2727 | 0.2533 | 1.084 | 0 | 10.37 | 53350 | 0.07093 | 1.764 | 8940 | 17.38 | 1 | 1068 | 1064 | 188.3 | 965.2 | 1002 | 1061 | 0 | 0 | 0 | 0 | 0 | -6.159 | 0.2855 | -1.336 | 1.083 | 212.8 | 1 | 4.569 | 0.8607 | 10.51 | 1.98 | 4.465 | 0.0883 | 0.104 | 46.88 | 19.63 | 19.63 | 19.63 | 48.54 | -273 | -273 | 1.301 |  |  | 20 | 0 | -13.31 | -13.38 | -16.24 | -13.21 | 0 | 0 | 0 | 0 | 0 | 0 | 3546 | 197.3 | 199.9 | 142.4 | 188.3 | 122.3
660 | 0.3669 | 1122 | 2726 | 0.2531 | 1.083 | 0 | 10.36 | 53350 | 0.07089 | 1.759 | 8915 | 17.39 | 1 | 1072 | 1068 | 190.3 | 969.6 | 1008 | 1066 | 0 | 0 | 0 | 0 | 0 | -6.161 | 0.2862 | -1.334 | 1.082 | 214.9 | 1 | 4.558 | 0.8555 | 10.48 | 1.968 | 4.474 | 0.08829 | 0.104 | 46.85 | 19.63 | 19.63 | 19.63 | 52.21 | -273 | -273 | 1.301 |  |  | 20 | 0 | -13.12 | -13.18 | -15.94 | -12.97 | 0 | 0 | 0 | 0 | 0 | 0 | 3544 | 199.5 | 202.1 | 143.9 | 190.3 | 127.4
680 | 0.3668 | 1126 | 2725 | 0.253 | 1.082 | 0 | 10.36 | 53350 | 0.07086 | 1.755 | 8893 | 17.4 | 1 | 1077 | 1072 | 192.1 | 973.6 | 1013 | 1070 | 0 | 0 | 0 | 0 | 0 | -6.163 | 0.2869 | -1.333 | 1.081 | 217 | 1 | 4.547 | 0.8505 | 10.46 | 1.956 | 4.483 | 0.08828 | 0.104 | 46.83 | 19.63 | 19.63 | 19.63 | 56.01 | -273 | -273 | 1.301 |  |  | 20 | 0 | -12.93 | -12.99 | -15.65 | -12.74 | 0 | 0 | 0 | 0 | 0 | 0 | 3542 | 201.5 | 204.1 | 145.3 | 192.1 | 132.5
700 | 0.3668 | 1129 | 2735 | 0.2518 | 1.085 | 0 | 10.34 | 53320 | 0.07125 | 1.748 | 8864 | 17.41 | 1 | 1080 | 1076 | 193.9 | 978 | 1017 | 1074 | 0 | 0 | 0 | 0 | 0 | -6.146 | 0.2869 | -1.333 | 1.074 | 219 | 1 | 4.547 | 0.8457 | 10.46 | 1.945 | 4.501 | 0.08823 | 0.104 | 46.35 | 19.62 | 19.62 | 19.62 | 59.94 | -273 | -273 | 1.29 |  |  | 20 | 0 | -12.75 | -12.79 | -15.61 | -12.54 | 0 | 0 | 0 | 0 | 0 | 0 | 3525 | 203.5 | 206.1 | 146.8 | 193.9 | 137.5
720 | 0.3667 | 1132 | 2722 | 0.2528 | 1.08 | 0 | 10.36 | 53340 | 0.0708 | 1.746 | 8849 | 17.42 | 1 | 1084 | 1080 | 195.6 | 979.7 | 1021 | 1078 | 0 | 0 | 0 | 0 | 0 | -6.165 | 0.2881 | -1.331 | 1.079 | 221.1 | 1 | 4.527 | 0.8426 | 10.41 | 1.938 | 4.499 | 0.08826 | 0.104 | 46.78 | 19.62 | 19.62 | 19.62 | 63.98 | -273 | -273 | 1.301 |  |  | 20 | 0 | -12.57 | -12.64 | -15.08 | -12.32 | 0 | 0 | 0 | 0 | 0 | 0 | 3539 | 205.4 | 208 | 147.8 | 195.6 | 142.6
740 | 0.3666 | 1135 | 2721 | 0.2527 | 1.079 | 0 | 10.37 | 53350 | 0.07077 | 1.743 | 8831 | 17.42 | 1 | 1088 | 1084 | 197.3 | 983.2 | 1026 | 1081 | 0 | 0 | 0 | 0 | 0 | -6.166 | 0.2889 | -1.33 | 1.078 | 222.9 | 1 | 4.516 | 0.838 | 10.39 | 1.927 | 4.507 | 0.08826 | 0.104 | 46.77 | 19.62 | 19.62 | 19.62 | 68.11 | -273 | -273 | 1.301 |  |  | 20 | 0 | -12.41 | -12.47 | -14.85 | -12.12 | 0 | 0 | 0 | 0 | 0 | 0 | 3537 | 207.2 | 209.9 | 149 | 197.3 | 147.6
760 | 0.3665 | 1138 | 2720 | 0.2526 | 1.078 | 0 | 10.37 | 53350 | 0.07075 | 1.74 | 8812 | 17.43 | 1 | 1091 | 1087 | 198.8 | 986.5 | 1030 | 1085 | 0 | 0 | 0 | 0 | 0 | -6.168 | 0.2894 | -1.329 | 1.077 | 224.7 | 1 | 4.506 | 0.8339 | 10.36 | 1.918 | 4.514 | 0.08826 | 0.104 | 46.75 | 19.61 | 19.61 | 19.61 | 72.3 | -273 | -273 | 1.301 |  |  | 20 | 0 | -12.25 | -12.31 | -14.62 | -11.93 | 0 | 0 | 0 | 0 | 0 | 0 | 3536 | 209 | 211.6 | 150.2 | 198.8 | 152.7
780 | 0.3665 | 1141 | 2719 | 0.2525 | 1.077 | 0 | 10.37 | 53350 | 0.07072 | 1.736 | 8795 | 17.44 | 1 | 1094 | 1090 | 200.3 | 989.7 | 1034 | 1088 | 0 | 0 | 0 | 0 | 0 | -6.169 | 0.29 | -1.328 | 1.076 | 226.4 | 1 | 4.498 | 0.8301 | 10.34 | 1.909 | 4.521 | 0.08825 | 0.104 | 46.73 | 19.61 | 19.61 | 19.61 | 76.55 | -273 | -273 | 1.301 |  |  | 20 | 0 | -12.1 | -12.15 | -14.39 | -11.76 | 0 | 0 | 0 | 0 | 0 | 0 | 3534 | 210.7 | 213.3 | 151.4 | 200.3 | 157.8
800 | 0.3664 | 1143 | 2718 | 0.2524 | 1.076 | 0 | 10.37 | 53350 | 0.0707 | 1.733 | 8778 | 17.44 | 1 | 1098 | 1094 | 201.8 | 992.8 | 1037 | 1091 | 0 | 0 | 0 | 0 | 0 | -6.17 | 0.2905 | -1.327 | 1.075 | 228 | 1 | 4.489 | 0.8265 | 10.33 | 1.901 | 4.527 | 0.08825 | 0.104 | 46.71 | 19.61 | 19.61 | 19.61 | 80.84 | -273 | -273 | 1.301 |  |  | 20 | 0 | -11.95 | -12.01 | -14.18 | -11.59 | 0 | 0 | 0 | 0 | 0 | 0 | 3533 | 212.3 | 214.9 | 152.5 | 201.8 | 162.8
820 | 0.3664 | 1146 | 2717 | 0.2523 | 1.075 | 0 | 10.37 | 53350 | 0.07067 | 1.73 | 8762 | 17.45 | 1 | 1101 | 1097 | 203.2 | 995.7 | 1041 | 1094 | 0 | 0 | 0 | 0 | 0 | -6.171 | 0.2911 | -1.326 | 1.074 | 229.6 | 1 | 4.481 | 0.823 | 10.31 | 1.893 | 4.534 | 0.08824 | 0.104 | 46.7 | 19.6 | 19.6 | 19.6 | 85.15 | -273 | -273 | 1.301 |  |  | 20 | 0 | -11.81 | -11.86 | -13.98 | -11.42 | 0 | 0 | 0 | 0 | 0 | 0 | 3532 | 213.9 | 216.5 | 153.5 | 203.2 | 167.8
840 | 0.3663 | 1148 | 2716 | 0.2522 | 1.075 | 0 | 10.37 | 53350 | 0.07065 | 1.727 | 8747 | 17.46 | 1 | 1103 | 1099 | 204.6 | 998.5 | 1044 | 1097 | 0 | 0 | 0 | 0 | 0 | -6.172 | 0.2916 | -1.326 | 1.074 | 231.1 | 1 | 4.474 | 0.8197 | 10.29 | 1.885 | 4.54 | 0.08824 | 0.104 | 46.68 | 19.6 | 19.6 | 19.6 | 89.48 | -273 | -273 | 1.301 |  |  | 20 | 0 | -11.67 | -11.73 | -13.78 | -11.27 | 0 | 0 | 0 | 0 | 0 | 0 | 3531 | 215.4 | 218 | 154.6 | 204.6 | 172.9
860 | 0.3663 | 1150 | 2715 | 0.2521 | 1.074 | 0 | 10.37 | 53350 | 0.07063 | 1.724 | 8732 | 17.46 | 1 | 1106 | 1102 | 205.9 | 1001 | 1048 | 1100 | 0 | 0 | 0 | 0 | 0 | -6.173 | 0.292 | -1.325 | 1.073 | 232.6 | 1 | 4.466 | 0.8166 | 10.27 | 1.878 | 4.546 | 0.08823 | 0.104 | 46.66 | 19.6 | 19.6 | 19.6 | 93.8 | -273 | -273 | 1.301 |  |  | 20 | 0 | -11.54 | -11.59 | -13.59 | -11.11 | 0 | 0 | 0 | 0 | 0 | 0 | 3530 | 216.9 | 219.5 | 155.6 | 205.9 | 177.9
880 | 0.3662 | 1152 | 2714 | 0.252 | 1.073 | 0 | 10.37 | 53350 | 0.07061 | 1.722 | 8718 | 17.47 | 1 | 1109 | 1105 | 207.1 | 1004 | 1051 | 1103 | 0 | 0 | 0 | 0 | 0 | -6.174 | 0.2925 | -1.324 | 1.072 | 234 | 1 | 4.459 | 0.8135 | 10.26 | 1.871 | 4.551 | 0.08823 | 0.104 | 46.65 | 19.59 | 19.59 | 19.59 | 98.1 | -273 | -273 | 1.301 |  |  | 20 | 0 | -11.41 | -11.47 | -13.41 | -10.97 | 0 | 0 | 0 | 0 | 0 | 0 | 3529 | 218.3 | 220.9 | 156.5 | 207.1 | 183
900 | 0.3662 | 1154 | 2713 | 0.252 | 1.073 | 0 | 10.37 | 53350 | 0.07059 | 1.719 | 8704 | 17.47 | 1 | 1111 | 1107 | 208.4 | 1006 | 1054 | 1105 | 0 | 0 | 0 | 0 | 0 | -6.175 | 0.2929 | -1.323 | 1.072 | 235.4 | 1 | 4.453 | 0.8106 | 10.24 | 1.864 | 4.557 | 0.08822 | 0.104 | 46.64 | 19.59 | 19.59 | 19.59 | 102.4 | -273 | -273 | 1.301 |  |  | 20 | 0 | -11.29 | -11.34 | -13.24 | -10.83 | 0 | 0 | 0 | 0 | 0 | 0 | 3527 | 219.7 | 222.3 | 157.4 | 208.4 | 188
920 | 0.3662 | 1156 | 2713 | 0.2519 | 1.072 | 0 | 10.37 | 53350 | 0.07057 | 1.717 | 8691 | 17.48 | 1 | 1114 | 1110 | 209.5 | 1009 | 1057 | 1108 | 0 | 0 | 0 | 0 | 0 | -6.176 | 0.2934 | -1.323 | 1.071 | 236.7 | 1 | 4.446 | 0.8079 | 10.23 | 1.858 | 4.562 | 0.08822 | 0.104 | 46.62 | 19.59 | 19.59 | 19.59 | 106.6 | -273 | -273 | 1.301 |  |  | 20 | 0 | -11.17 | -11.22 | -13.07 | -10.69 | 0 | 0 | 0 | 0 | 0 | 0 | 3526 | 221 | 223.6 | 158.3 | 209.5 | 193.1
940 | 0.3661 | 1158 | 2712 | 0.2518 | 1.071 | 0 | 10.37 | 53350 | 0.07055 | 1.714 | 8678 | 17.48 | 1 | 1116 | 1112 | 210.7 | 1011 | 1059 | 1110 | 0 | 0 | 0 | 0 | 0 | -6.177 | 0.2938 | -1.322 | 1.07 | 238 | 1 | 4.44 | 0.8052 | 10.21 | 1.852 | 4.567 | 0.08821 | 0.104 | 46.61 | 19.58 | 19.58 | 19.58 | 110.9 | -273 | -273 | 1.301 |  |  | 20 | 0 | -11.06 | -11.11 | -12.91 | -10.56 | 0 | 0 | 0 | 0 | 0 | 0 | 3525 | 222.3 | 224.9 | 159.2 | 210.7 | 198.1
960 | 0.3661 | 1160 | 2711 | 0.2517 | 1.071 | 0 | 10.37 | 53350 | 0.07053 | 1.712 | 8666 | 17.49 | 1 | 1119 | 1115 | 211.8 | 1013 | 1062 | 1112 | 0 | 0 | 0 | 0 | 0 | -6.178 | 0.2942 | -1.321 | 1.07 | 239.3 | 1 | 4.434 | 0.8027 | 10.2 | 1.846 | 4.572 | 0.08821 | 0.104 | 46.6 | 19.58 | 19.58 | 19.58 | 115 | -273 | -273 | 1.301 |  |  | 20 | 0 | -10.95 | -11 | -12.76 | -10.44 | 0 | 0 | 0 | 0 | 0 | 0 | 3524 | 223.5 | 226.2 | 160 | 211.8 | 203.1
980 | 0.366 | 1162 | 2710 | 0.2517 | 1.07 | 0 | 10.37 | 53350 | 0.07052 | 1.71 | 8654 | 17.49 | 1 | 1121 | 1117 | 212.9 | 1015 | 1065 | 1115 | 0 | 0 | 0 | 0 | 0 | -6.179 | 0.2945 | -1.321 | 1.069 | 240.5 | 1 | 4.428 | 0.8002 | 10.19 | 1.84 | 4.576 | 0.0882 | 0.104 | 46.59 | 19.58 | 19.58 | 19.58 | 119.1 | -273 | -273 | 1.301 |  |  | 20 | 0 | -10.84 | -10.89 | -12.61 | -10.32 | 0 | 0 | 0 | 0 | 0 | 0 | 3524 | 224.7 | 227.4 | 160.8 | 212.9 | 208.2
1000 | 0.366 | 1164 | 2710 | 0.2516 | 1.07 | 0 | 10.37 | 53350 | 0.0705 | 1.708 | 8643 | 17.5 | 1 | 1123 | 1119 | 213.9 | 1017 | 1067 | 1117 | 0 | 0 | 0 | 0 | 0 | -6.179 | 0.2949 | -1.32 | 1.069 | 241.7 | 1 | 4.423 | 0.7978 | 10.17 | 1.835 | 4.581 | 0.0882 | 0.104 | 46.57 | 19.58 | 19.58 | 19.58 | 123.2 | -273 | -273 | 1.301 |  |  | 20 | 0 | -10.73 | -10.78 | -12.46 | -10.2 | 0 | 0 | 0 | 0 | 0 | 0 | 3523 | 225.9 | 228.6 | 161.6 | 213.9 | 213.2
1020 | 0.366 | 1166 | 2709 | 0.2516 | 1.069 | 0 | 10.37 | 53350 | 0.07048 | 1.705 | 8632 | 17.5 | 1 | 1125 | 1121 | 215 | 1020 | 1070 | 1119 | 0 | 0 | 0 | 0 | 0 | -6.18 | 0.2953 | -1.32 | 1.068 | 242.9 | 1 | 4.417 | 0.7956 | 10.16 | 1.83 | 4.585 | 0.0882 | 0.104 | 46.56 | 19.57 | 19.57 | 19.57 | 127.2 | -273 | -273 | 1.301 |  |  | 20 | 0 | -10.63 | -10.68 | -12.32 | -10.08 | 0 | 0 | 0 | 0 | 0 | 0 | 3522 | 227.1 | 229.7 | 162.4 | 215 | 218.2
1040 | 0.3659 | 1167 | 2708 | 0.2515 | 1.069 | 0 | 10.37 | 53360 | 0.07047 | 1.703 | 8622 | 17.51 | 1 | 1127 | 1123 | 215.9 | 1021 | 1072 | 1121 | 0 | 0 | 0 | 0 | 0 | -6.181 | 0.2956 | -1.319 | 1.068 | 244 | 1 | 4.412 | 0.7934 | 10.15 | 1.825 | 4.589 | 0.08819 | 0.104 | 46.55 | 19.57 | 19.57 | 19.57 | 131.1 | -273 | -273 | 1.301 |  |  | 20 | 0 | -10.53 | -10.58 | -12.19 | -9.974 | 0 | 0 | 0 | 0 | 0 | 0 | 3521 | 228.2 | 230.8 | 163.2 | 215.9 | 223.3
1060 | 0.3659 | 1169 | 2708 | 0.2514 | 1.068 | 0 | 10.37 | 53360 | 0.07045 | 1.702 | 8611 | 17.51 | 1 | 1129 | 1125 | 216.9 | 1023 | 1074 | 1123 | 0 | 0 | 0 | 0 | 0 | -6.182 | 0.296 | -1.319 | 1.067 | 245.1 | 1 | 4.407 | 0.7913 | 10.14 | 1.82 | 4.593 | 0.08819 | 0.104 | 46.54 | 19.57 | 19.57 | 19.57 | 135 | -273 | -273 | 1.301 |  |  | 20 | 0 | -10.44 | -10.48 | -12.06 | -9.866 | 0 | 0 | 0 | 0 | 0 | 0 | 3520 | 229.3 | 231.9 | 163.9 | 216.9 | 228.3
1080 | 0.3659 | 1170 | 2707 | 0.2514 | 1.068 | 0 | 10.37 | 53360 | 0.07044 | 1.7 | 8602 | 17.51 | 1 | 1131 | 1127 | 217.8 | 1025 | 1076 | 1125 | 0 | 0 | 0 | 0 | 0 | -6.182 | 0.2963 | -1.318 | 1.067 | 246.1 | 1 | 4.402 | 0.7892 | 10.13 | 1.815 | 4.597 | 0.08819 | 0.104 | 46.53 | 19.57 | 19.57 | 19.57 | 138.7 | -273 | -273 | 1.301 |  |  | 20 | 0 | -10.34 | -10.39 | -11.93 | -9.762 | 0 | 0 | 0 | 0 | 0 | 0 | 3519 | 230.3 | 233 | 164.6 | 217.8 | 233.3
1100 | 0.3658 | 1172 | 2707 | 0.2513 | 1.067 | 0 | 10.37 | 53360 | 0.07043 | 1.698 | 8592 | 17.52 | 1 | 1133 | 1129 | 218.8 | 1027 | 1079 | 1127 | 0 | 0 | 0 | 0 | 0 | -6.183 | 0.2966 | -1.317 | 1.066 | 247.1 | 1 | 4.398 | 0.7872 | 10.11 | 1.811 | 4.601 | 0.08818 | 0.104 | 46.52 | 19.56 | 19.56 | 19.56 | 142.4 | -273 | -273 | 1.301 |  |  | 20 | 0 | -10.25 | -10.3 | -11.81 | -9.661 | 0 | 0 | 0 | 0 | 0 | 0 | 3519 | 231.3 | 234 | 165.3 | 218.8 | 238.3
1120 | 0.3658 | 1173 | 2706 | 0.2513 | 1.067 | 0 | 10.37 | 53360 | 0.07041 | 1.696 | 8583 | 17.52 | 1 | 1134 | 1130 | 219.6 | 1029 | 1081 | 1128 | 0 | 0 | 0 | 0 | 0 | -6.183 | 0.2969 | -1.317 | 1.066 | 248.1 | 1 | 4.393 | 0.7853 | 10.1 | 1.806 | 4.605 | 0.08818 | 0.104 | 46.51 | 19.56 | 19.56 | 19.56 | 146.1 | -273 | -273 | 1.301 |  |  | 20 | 0 | -10.17 | -10.21 | -11.69 | -9.562 | 0 | 0 | 0 | 0 | 0 | 0 | 3518 | 232.3 | 235 | 165.9 | 219.6 | 243.4
1140 | 0.3658 | 1175 | 2706 | 0.2512 | 1.066 | 0 | 10.37 | 53360 | 0.0704 | 1.694 | 8574 | 17.52 | 1 | 1136 | 1132 | 220.5 | 1030 | 1083 | 1130 | 0 | 0 | 0 | 0 | 0 | -6.184 | 0.2972 | -1.317 | 1.065 | 249.1 | 1 | 4.389 | 0.7835 | 10.09 | 1.802 | 4.609 | 0.08818 | 0.104 | 46.5 | 19.56 | 19.56 | 19.56 | 149.6 | -273 | -273 | 1.301 |  |  | 20 | 0 | -10.08 | -10.12 | -11.57 | -9.466 | 0 | 0 | 0 | 0 | 0 | 0 | 3517 | 233.3 | 236 | 166.6 | 220.5 | 248.4
1160 | 0.3657 | 1176 | 2705 | 0.2512 | 1.066 | 0 | 10.37 | 53360 | 0.07038 | 1.693 | 8565 | 17.53 | 1 | 1138 | 1134 | 221.4 | 1032 | 1084 | 1132 | 0 | 0 | 0 | 0 | 0 | -6.185 | 0.2975 | -1.316 | 1.065 | 250.1 | 1 | 4.384 | 0.7817 | 10.08 | 1.798 | 4.612 | 0.08817 | 0.104 | 46.49 | 19.56 | 19.56 | 19.56 | 153.1 | -273 | -273 | 1.301 |  |  | 20 | 0 | -9.996 | -10.04 | -11.46 | -9.373 | 0 | 0 | 0 | 0 | 0 | 0 | 3516 | 234.3 | 236.9 | 167.2 | 221.4 | 253.4
1180 | 0.3657 | 1177 | 2692 | 0.2527 | 1.061 | 0 | 10.44 | 53430 | 0.07053 | 1.701 | 8579 | 17.53 | 1 | 1139 | 1135 | 221.9 | 1033 | 1086 | 1133 | 0 | 0 | 0 | 0 | 0 | -6.181 | 0.2994 | -1.316 | 1.064 | 250.7 | 1 | 4.356 | 0.7785 | 10.02 | 1.79 | 4.615 | 0.0883 | 0.104 | 47.08 | 19.55 | 19.55 | 19.55 | 156.5 | -273 | -273 | 1.315 |  |  | 20 | 0 | -9.907 | -9.954 | -11.27 | -9.248 | 0 | 0 | 0 | 0 | 0 | 0 | 3538 | 234.9 | 237.5 | 167.5 | 221.9 | 258.4
1200 | 0.3657 | 1177 | 2704 | 0.2511 | 1.066 | 0 | 10.38 | 53360 | 0.07038 | 1.692 | 8560 | 17.53 | 1 | 1139 | 1136 | 222 | 1034 | 1087 | 1133 | 0 | 0 | 0 | 0 | 0 | -6.185 | 0.2978 | -1.316 | 1.065 | 250.7 | 1 | 4.38 | 0.78 | 10.07 | 1.794 | 4.615 | 0.08818 | 0.104 | 46.48 | 19.55 | 19.55 | 19.55 | 159.8 | -273 | -273 | 1.301 |  |  | 20 | 0 | -9.714 | -9.756 | -11.11 | -9.066 | 0 | 0 | 0 | 0 | 0 | 0 | 3516 | 235 | 237.6 | 167.7 | 222 | 263.5
1220 | 0.3657 | 1178 | 2704 | 0.2511 | 1.065 | 0 | 10.38 | 53360 | 0.07037 | 1.691 | 8554 | 17.53 | 1 | 1140 | 1137 | 222.5 | 1035 | 1088 | 1135 | 0 | 0 | 0 | 0 | 0 | -6.186 | 0.2979 | -1.315 | 1.064 | 251.4 | 1 | 4.378 | 0.7788 | 10.07 | 1.791 | 4.617 | 0.08817 | 0.104 | 46.48 | 19.55 | 19.55 | 19.55 | 163 | -273 | -273 | 1.301 |  |  | 20 | 0 | -9.656 | -9.698 | -11.03 | -9.007 | 0 | 0 | 0 | 0 | 0 | 0 | 3515 | 235.6 | 238.2 | 168.1 | 222.5 | 268.5
1240 | 0.3657 | 1179 | 2704 | 0.2511 | 1.065 | 0 | 10.37 | 53360 | 0.07036 | 1.689 | 8547 | 17.54 | 1 | 1142 | 1138 | 223.2 | 1036 | 1090 | 1136 | 0 | 0 | 0 | 0 | 0 | -6.186 | 0.2981 | -1.315 | 1.064 | 252.1 | 1 | 4.375 | 0.7775 | 10.06 | 1.788 | 4.62 | 0.08817 | 0.104 | 46.47 | 19.55 | 19.55 | 19.55 | 166.1 | -273 | -273 | 1.301 |  |  | 20 | 0 | -9.59 | -9.632 | -10.94 | -8.936 | 0 | 0 | 0 | 0 | 0 | 0 | 3515 | 236.3 | 239 | 168.6 | 223.2 | 273.5
1260 | 0.3657 | 1180 | 2703 | 0.251 | 1.065 | 0 | 10.37 | 53360 | 0.07035 | 1.688 | 8540 | 17.54 | 1 | 1143 | 1139 | 223.9 | 1037 | 1091 | 1137 | 0 | 0 | 0 | 0 | 0 | -6.186 | 0.2984 | -1.315 | 1.064 | 252.9 | 1 | 4.372 | 0.7761 | 10.06 | 1.785 | 4.622 | 0.08816 | 0.104 | 46.46 | 19.55 | 19.55 | 19.55 | 169.2 | -273 | -273 | 1.301 |  |  | 20 | 0 | -9.523 | -9.564 | -10.86 | -8.863 | 0 | 0 | 0 | 0 | 0 | 0 | 3514 | 237.1 | 239.7 | 169.1 | 223.9 | 278.5
1280 | 0.3656 | 1181 | 2703 | 0.251 | 1.064 | 0 | 10.37 | 53360 | 0.07034 | 1.687 | 8533 | 17.54 | 1 | 1144 | 1141 | 224.5 | 1039 | 1093 | 1139 | 0 | 0 | 0 | 0 | 0 | -6.187 | 0.2986 | -1.314 | 1.064 | 253.6 | 1 | 4.368 | 0.7747 | 10.05 | 1.782 | 4.625 | 0.08816 | 0.104 | 46.46 | 19.54 | 19.54 | 19.54 | 172.2 | -273 | -273 | 1.301 |  |  | 20 | 0 | -9.456 | -9.497 | -10.77 | -8.79 | 0 | 0 | 0 | 0 | 0 | 0 | 3514 | 237.9 | 240.5 | 169.7 | 224.5 | 283.5
1300 | 0.3656 | 1182 | 2703 | 0.251 | 1.064 | 0 | 10.37 | 53360 | 0.07033 | 1.685 | 8526 | 17.54 | 1 | 1146 | 1142 | 225.2 | 1040 | 1094 | 1140 | 0 | 0 | 0 | 0 | 0 | -6.187 | 0.2988 | -1.314 | 1.063 | 254.4 | 1 | 4.365 | 0.7734 | 10.04 | 1.779 | 4.628 | 0.08816 | 0.104 | 46.45 | 19.54 | 19.54 | 19.54 | 175.1 | -273 | -273 | 1.301 |  |  | 20 | 0 | -9.389 | -9.43 | -10.68 | -8.717 | 0 | 0 | 0 | 0 | 0 | 0 | 3513 | 238.6 | 241.3 | 170.2 | 225.2 | 288.6
1320 | 0.3656 | 1183 | 2702 | 0.2509 | 1.064 | 0 | 10.37 | 53360 | 0.07032 | 1.684 | 8519 | 17.55 | 1 | 1147 | 1143 | 225.9 | 1041 | 1096 | 1141 | 0 | 0 | 0 | 0 | 0 | -6.188 | 0.299 | -1.314 | 1.063 | 255.1 | 1 | 4.362 | 0.772 | 10.03 | 1.776 | 4.631 | 0.08816 | 0.104 | 46.44 | 19.54 | 19.54 | 19.54 | 177.9 | -273 | -273 | 1.301 |  |  | 20 | 0 | -9.323 | -9.363 | -10.59 | -8.645 | 0 | 0 | 0 | 0 | 0 | 0 | 3513 | 239.4 | 242 | 170.7 | 225.9 | 293.6
1340 | 0.3656 | 1185 | 2702 | 0.2509 | 1.063 | 0 | 10.37 | 53360 | 0.07031 | 1.683 | 8513 | 17.55 | 1 | 1148 | 1144 | 226.5 | 1042 | 1097 | 1142 | 0 | 0 | 0 | 0 | 0 | -6.188 | 0.2993 | -1.313 | 1.063 | 255.9 | 1 | 4.359 | 0.7707 | 10.03 | 1.773 | 4.633 | 0.08815 | 0.104 | 46.44 | 19.54 | 19.54 | 19.54 | 180.6 | -273 | -273 | 1.301 |  |  | 20 | 0 | -9.259 | -9.298 | -10.51 | -8.575 | 0 | 0 | 0 | 0 | 0 | 0 | 3512 | 240.1 | 242.7 | 171.1 | 226.5 | 298.6
1360 | 0.3656 | 1186 | 2701 | 0.2508 | 1.063 | 0 | 10.37 | 53360 | 0.0703 | 1.681 | 8506 | 17.55 | 1 | 1149 | 1146 | 227.2 | 1043 | 1098 | 1144 | 0 | 0 | 0 | 0 | 0 | -6.188 | 0.2995 | -1.313 | 1.062 | 256.6 | 1 | 4.356 | 0.7694 | 10.02 | 1.77 | 4.636 | 0.08815 | 0.104 | 46.43 | 19.53 | 19.53 | 19.53 | 183.3 | -273 | -273 | 1.301 |  |  | 20 | 0 | -9.195 | -9.234 | -10.42 | -8.506 | 0 | 0 | 0 | 0 | 0 | 0 | 3512 | 240.8 | 243.5 | 171.6 | 227.2 | 303.6
1380 | 0.3655 | 1187 | 2701 | 0.2508 | 1.063 | 0 | 10.37 | 53360 | 0.07029 | 1.68 | 8500 | 17.55 | 1 | 1151 | 1147 | 227.8 | 1045 | 1100 | 1145 | 0 | 0 | 0 | 0 | 0 | -6.189 | 0.2997 | -1.313 | 1.062 | 257.3 | 1 | 4.353 | 0.7681 | 10.01 | 1.767 | 4.639 | 0.08815 | 0.104 | 46.42 | 19.53 | 19.53 | 19.53 | 185.9 | -273 | -273 | 1.301 |  |  | 20 | 0 | -9.132 | -9.171 | -10.34 | -8.438 | 0 | 0 | 0 | 0 | 0 | 0 | 3511 | 241.5 | 244.2 | 172.1 | 227.8 | 308.6
1400 | 0.3655 | 1188 | 2701 | 0.2508 | 1.063 | 0 | 10.38 | 53360 | 0.07028 | 1.679 | 8493 | 17.56 | 1 | 1152 | 1148 | 228.4 | 1046 | 1101 | 1146 | 0 | 0 | 0 | 0 | 0 | -6.189 | 0.2999 | -1.312 | 1.062 | 258 | 1 | 4.35 | 0.7668 | 10 | 1.764 | 4.641 | 0.08815 | 0.104 | 46.42 | 19.53 | 19.53 | 19.53 | 188.5 | -273 | -273 | 1.301 |  |  | 20 | 0 | -9.071 | -9.109 | -10.26 | -8.371 | 0 | 0 | 0 | 0 | 0 | 0 | 3511 | 242.2 | 244.9 | 172.6 | 228.4 | 313.6
1420 | 0.3655 | 1189 | 2700 | 0.2507 | 1.062 | 0 | 10.38 | 53360 | 0.07027 | 1.678 | 8487 | 17.56 | 1 | 1153 | 1149 | 229 | 1047 | 1102 | 1147 | 0 | 0 | 0 | 0 | 0 | -6.19 | 0.3001 | -1.312 | 1.061 | 258.7 | 1 | 4.347 | 0.7656 | 9.997 | 1.761 | 4.644 | 0.08815 | 0.104 | 46.41 | 19.53 | 19.53 | 19.53 | 190.9 | -273 | -273 | 1.301 |  |  | 20 | 0 | -9.011 | -9.049 | -10.19 | -8.306 | 0 | 0 | 0 | 0 | 0 | 0 | 3510 | 242.9 | 245.6 | 173 | 229 | 318.7
1440 | 0.3655 | 1190 | 2700 | 0.2507 | 1.062 | 0 | 10.38 | 53360 | 0.07026 | 1.677 | 8481 | 17.56 | 1 | 1154 | 1150 | 229.6 | 1048 | 1104 | 1148 | 0 | 0 | 0 | 0 | 0 | -6.19 | 0.3003 | -1.312 | 1.061 | 259.4 | 1 | 4.344 | 0.7644 | 9.991 | 1.758 | 4.646 | 0.08814 | 0.104 | 46.4 | 19.53 | 19.53 | 19.53 | 193.3 | -273 | -273 | 1.301 |  |  | 20 | 0 | -8.951 | -8.989 | -10.11 | -8.242 | 0 | 0 | 0 | 0 | 0 | 0 | 3510 | 243.6 | 246.2 | 173.5 | 229.6 | 323.7
1460 | 0.3655 | 1190 | 2699 | 0.2507 | 1.062 | 0 | 10.38 | 53360 | 0.07025 | 1.676 | 8476 | 17.56 | 1 | 1155 | 1152 | 230.2 | 1049 | 1105 | 1149 | 0 | 0 | 0 | 0 | 0 | -6.19 | 0.3005 | -1.311 | 1.061 | 260 | 1 | 4.341 | 0.7633 | 9.984 | 1.756 | 4.648 | 0.08814 | 0.104 | 46.4 | 19.53 | 19.53 | 19.53 | 195.6 | -273 | -273 | 1.301 |  |  | 20 | 0 | -8.893 | -8.931 | -10.03 | -8.18 | 0 | 0 | 0 | 0 | 0 | 0 | 3509 | 244.2 | 246.9 | 173.9 | 230.2 | 328.7
1480 | 0.3654 | 1191 | 2699 | 0.2506 | 1.061 | 0 | 10.38 | 53360 | 0.07024 | 1.675 | 8470 | 17.57 | 1 | 1156 | 1153 | 230.8 | 1050 | 1106 | 1151 | 0 | 0 | 0 | 0 | 0 | -6.191 | 0.3007 | -1.311 | 1.061 | 260.7 | 1 | 4.338 | 0.7621 | 9.978 | 1.753 | 4.651 | 0.08814 | 0.104 | 46.39 | 19.52 | 19.52 | 19.52 | 197.9 | -273 | -273 | 1.301 |  |  | 20 | 0 | -8.836 | -8.874 | -9.961 | -8.118 | 0 | 0 | 0 | 0 | 0 | 0 | 3509 | 244.9 | 247.5 | 174.3 | 230.8 | 333.7
1500 | 0.3654 | 1192 | 2699 | 0.2506 | 1.061 | 0 | 10.38 | 53360 | 0.07023 | 1.673 | 8464 | 17.57 | 1 | 1157 | 1154 | 231.3 | 1051 | 1108 | 1152 | 0 | 0 | 0 | 0 | 0 | -6.191 | 0.3009 | -1.311 | 1.06 | 261.3 | 1 | 4.335 | 0.761 | 9.972 | 1.75 | 4.653 | 0.08814 | 0.104 | 46.38 | 19.52 | 19.52 | 19.52 | 200.1 | -273 | -273 | 1.301 |  |  | 20 | 0 | -8.78 | -8.817 | -9.889 | -8.059 | 0 | 0 | 0 | 0 | 0 | 0 | 3508 | 245.5 | 248.2 | 174.7 | 231.3 | 338.7
1520 | 0.3654 | 1193 | 2698 | 0.2506 | 1.061 | 0 | 10.38 | 53360 | 0.07023 | 1.672 | 8459 | 17.57 | 1 | 1158 | 1155 | 231.9 | 1052 | 1109 | 1153 | 0 | 0 | 0 | 0 | 0 | -6.191 | 0.301 | -1.31 | 1.06 | 262 | 1 | 4.333 | 0.7599 | 9.965 | 1.748 | 4.655 | 0.08814 | 0.104 | 46.38 | 19.52 | 19.52 | 19.52 | 202.2 | -273 | -273 | 1.301 |  |  | 20 | 0 | -8.725 | -8.762 | -9.819 | -8 | 0 | 0 | 0 | 0 | 0 | 0 | 3508 | 246.1 | 248.8 | 175.2 | 231.9 | 343.7
1540 | 0.3654 | 1194 | 2698 | 0.2505 | 1.061 | 0 | 10.38 | 53360 | 0.07022 | 1.671 | 8454 | 17.57 | 1 | 1159 | 1156 | 232.4 | 1053 | 1110 | 1154 | 0 | 0 | 0 | 0 | 0 | -6.192 | 0.3012 | -1.31 | 1.06 | 262.6 | 1 | 4.33 | 0.7589 | 9.96 | 1.745 | 4.657 | 0.08813 | 0.104 | 46.37 | 19.52 | 19.52 | 19.52 | 204.3 | -273 | -273 | 1.301 |  |  | 20 | 0 | -8.671 | -8.708 | -9.75 | -7.943 | 0 | 0 | 0 | 0 | 0 | 0 | 3508 | 246.8 | 249.4 | 175.6 | 232.4 | 348.7
1560 | 0.3654 | 1195 | 2698 | 0.2505 | 1.06 | 0 | 10.38 | 53360 | 0.07021 | 1.67 | 8448 | 17.57 | 1 | 1160 | 1157 | 233 | 1054 | 1111 | 1155 | 0 | 0 | 0 | 0 | 0 | -6.192 | 0.3014 | -1.31 | 1.059 | 263.2 | 1 | 4.328 | 0.7578 | 9.954 | 1.743 | 4.659 | 0.08813 | 0.104 | 46.37 | 19.52 | 19.52 | 19.52 | 206.3 | -273 | -273 | 1.301 |  |  | 20 | 0 | -8.618 | -8.654 | -9.682 | -7.887 | 0 | 0 | 0 | 0 | 0 | 0 | 3507 | 247.4 | 250 | 176 | 233 | 353.7
1580 | 0.3654 | 1196 | 2697 | 0.2505 | 1.06 | 0 | 10.38 | 53360 | 0.0702 | 1.669 | 8443 | 17.58 | 1 | 1161 | 1158 | 233.5 | 1055 | 1112 | 1156 | 0 | 0 | 0 | 0 | 0 | -6.192 | 0.3016 | -1.31 | 1.059 | 263.8 | 1 | 4.325 | 0.7568 | 9.948 | 1.741 | 4.662 | 0.08813 | 0.104 | 46.36 | 19.51 | 19.51 | 19.51 | 208.2 | -273 | -273 | 1.301 |  |  | 20 | 0 | -8.566 | -8.602 | -9.616 | -7.833 | 0 | 0 | 0 | 0 | 0 | 0 | 3507 | 247.9 | 250.6 | 176.4 | 233.5 | 358.8
1600 | 0.3653 | 1196 | 2697 | 0.2505 | 1.06 | 0 | 10.38 | 53360 | 0.0702 | 1.668 | 8438 | 17.58 | 1 | 1162 | 1159 | 234 | 1056 | 1113 | 1157 | 0 | 0 | 0 | 0 | 0 | -6.192 | 0.3017 | -1.309 | 1.059 | 264.4 | 1 | 4.323 | 0.7558 | 9.942 | 1.738 | 4.664 | 0.08813 | 0.104 | 46.36 | 19.51 | 19.51 | 19.51 | 210.1 | -273 | -273 | 1.301 |  |  | 20 | 0 | -8.515 | -8.551 | -9.551 | -7.779 | 0 | 0 | 0 | 0 | 0 | 0 | 3506 | 248.5 | 251.2 | 176.7 | 234 | 363.8
1620 | 0.3653 | 1197 | 2697 | 0.2504 | 1.06 | 0 | 10.38 | 53360 | 0.07019 | 1.667 | 8433 | 17.58 | 1 | 1163 | 1160 | 234.5 | 1057 | 1114 | 1158 | 0 | 0 | 0 | 0 | 0 | -6.193 | 0.3019 | -1.309 | 1.059 | 264.9 | 1 | 4.32 | 0.7548 | 9.937 | 1.736 | 4.666 | 0.08813 | 0.104 | 46.35 | 19.51 | 19.51 | 19.51 | 212 | -273 | -273 | 1.301 |  |  | 20 | 0 | -8.465 | -8.5 | -9.487 | -7.727 | 0 | 0 | 0 | 0 | 0 | 0 | 3506 | 249.1 | 251.8 | 177.1 | 234.5 | 368.8
1640 | 0.3653 | 1198 | 2697 | 0.2504 | 1.059 | 0 | 10.38 | 53360 | 0.07018 | 1.667 | 8428 | 17.58 | 1 | 1164 | 1161 | 235 | 1058 | 1115 | 1159 | 0 | 0 | 0 | 0 | 0 | -6.193 | 0.3021 | -1.309 | 1.059 | 265.5 | 1 | 4.318 | 0.7539 | 9.932 | 1.734 | 4.668 | 0.08812 | 0.104 | 46.35 | 19.51 | 19.51 | 19.51 | 213.8 | -273 | -273 | 1.301 |  |  | 20 | 0 | -8.416 | -8.451 | -9.424 | -7.676 | 0 | 0 | 0 | 0 | 0 | 0 | 3506 | 249.7 | 252.3 | 177.5 | 235 | 373.8
1660 | 0.3653 | 1199 | 2696 | 0.2504 | 1.059 | 0 | 10.38 | 53360 | 0.07017 | 1.666 | 8424 | 17.58 | 1 | 1165 | 1162 | 235.5 | 1059 | 1116 | 1160 | 0 | 0 | 0 | 0 | 0 | -6.193 | 0.3022 | -1.309 | 1.058 | 266.1 | 1 | 4.316 | 0.753 | 9.926 | 1.732 | 4.67 | 0.08812 | 0.104 | 46.34 | 19.51 | 19.51 | 19.51 | 215.5 | -273 | -273 | 1.301 |  |  | 20 | 0 | -8.367 | -8.402 | -9.363 | -7.627 | 0 | 0 | 0 | 0 | 0 | 0 | 3505 | 250.2 | 252.9 | 177.9 | 235.5 | 378.8
1680 | 0.3653 | 1200 | 2696 | 0.2503 | 1.059 | 0 | 10.38 | 53360 | 0.07017 | 1.665 | 8419 | 17.59 | 1 | 1166 | 1162 | 236 | 1060 | 1117 | 1160 | 0 | 0 | 0 | 0 | 0 | -6.193 | 0.3024 | -1.308 | 1.058 | 266.6 | 1 | 4.314 | 0.752 | 9.921 | 1.73 | 4.671 | 0.08812 | 0.104 | 46.34 | 19.51 | 19.51 | 19.51 | 217.2 | -273 | -273 | 1.301 |  |  | 20 | 0 | -8.319 | -8.354 | -9.302 | -7.578 | 0 | 0 | 0 | 0 | 0 | 0 | 3505 | 250.8 | 253.4 | 178.2 | 236 | 383.8
1700 | 0.3653 | 1200 | 2696 | 0.2503 | 1.059 | 0 | 10.38 | 53360 | 0.07016 | 1.664 | 8414 | 17.59 | 1 | 1167 | 1163 | 236.5 | 1061 | 1118 | 1161 | 0 | 0 | 0 | 0 | 0 | -6.194 | 0.3025 | -1.308 | 1.058 | 267.1 | 1 | 4.311 | 0.7511 | 9.916 | 1.728 | 4.673 | 0.08812 | 0.104 | 46.33 | 19.5 | 19.5 | 19.5 | 218.8 | -273 | -273 | 1.301 |  |  | 20 | 0 | -8.272 | -8.307 | -9.243 | -7.53 | 0 | 0 | 0 | 0 | 0 | 0 | 3504 | 251.3 | 253.9 | 178.6 | 236.5 | 388.8
1720 | 0.3652 | 1201 | 2695 | 0.2503 | 1.059 | 0 | 10.38 | 53360 | 0.07015 | 1.663 | 8410 | 17.59 | 1 | 1168 | 1164 | 236.9 | 1062 | 1119 | 1162 | 0 | 0 | 0 | 0 | 0 | -6.194 | 0.3027 | -1.308 | 1.058 | 267.7 | 1 | 4.309 | 0.7503 | 9.911 | 1.726 | 4.675 | 0.08812 | 0.104 | 46.33 | 19.5 | 19.5 | 19.5 | 220.4 | -273 | -273 | 1.301 |  |  | 20 | 0 | -8.226 | -8.26 | -9.185 | -7.484 | 0 | 0 | 0 | 0 | 0 | 0 | 3504 | 251.8 | 254.5 | 178.9 | 236.9 | 393.8
1740 | 0.3652 | 1202 | 2695 | 0.2503 | 1.058 | 0 | 10.38 | 53360 | 0.07015 | 1.662 | 8406 | 17.59 | 1 | 1169 | 1165 | 237.4 | 1062 | 1120 | 1163 | 0 | 0 | 0 | 0 | 0 | -6.194 | 0.3028 | -1.308 | 1.057 | 268.2 | 1 | 4.307 | 0.7494 | 9.906 | 1.724 | 4.677 | 0.08812 | 0.104 | 46.32 | 19.5 | 19.5 | 19.5 | 222 | -273 | -273 | 1.301 |  |  | 20 | 0 | -8.181 | -8.215 | -9.128 | -7.439 | 0 | 0 | 0 | 0 | 0 | 0 | 3504 | 252.3 | 255 | 179.2 | 237.4 | 398.8
1760 | 0.3652 | 1202 | 2695 | 0.2502 | 1.058 | 0 | 10.38 | 53360 | 0.07014 | 1.661 | 8401 | 17.59 | 1 | 1169 | 1166 | 237.8 | 1063 | 1121 | 1164 | 0 | 0 | 0 | 0 | 0 | -6.194 | 0.303 | -1.307 | 1.057 | 268.7 | 1 | 4.305 | 0.7486 | 9.902 | 1.722 | 4.679 | 0.08812 | 0.104 | 46.32 | 19.5 | 19.5 | 19.5 | 223.5 | -273 | -273 | 1.301 |  |  | 20 | 0 | -8.136 | -8.17 | -9.072 | -7.394 | 0 | 0 | 0 | 0 | 0 | 0 | 3503 | 252.8 | 255.5 | 179.6 | 237.8 | 403.8
1780 | 0.3652 | 1203 | 2695 | 0.2502 | 1.058 | 0 | 10.38 | 53360 | 0.07013 | 1.661 | 8397 | 17.59 | 1 | 1170 | 1167 | 238.3 | 1064 | 1122 | 1165 | 0 | 0 | 0 | 0 | 0 | -6.195 | 0.3031 | -1.307 | 1.057 | 269.2 | 1 | 4.303 | 0.7477 | 9.897 | 1.72 | 4.68 | 0.08811 | 0.104 | 46.31 | 19.5 | 19.5 | 19.5 | 224.9 | -273 | -273 | 1.301 |  |  | 20 | 0 | -8.092 | -8.126 | -9.017 | -7.351 | 0 | 0 | 0 | 0 | 0 | 0 | 3503 | 253.3 | 256 | 179.9 | 238.3 | 408.8
1800 | 0.3652 | 1204 | 2694 | 0.2502 | 1.058 | 0 | 10.38 | 53360 | 0.07013 | 1.66 | 8393 | 17.6 | 1 | 1171 | 1168 | 238.7 | 1065 | 1123 | 1165 | 0 | 0 | 0 | 0 | 0 | -6.195 | 0.3033 | -1.307 | 1.057 | 269.7 | 1 | 4.301 | 0.7469 | 9.892 | 1.718 | 4.682 | 0.08811 | 0.104 | 46.31 | 19.5 | 19.5 | 19.5 | 226.4 | -273 | -273 | 1.301 |  |  | 20 | 0 | -8.049 | -8.082 | -8.963 | -7.309 | 0 | 0 | 0 | 0 | 0 | 0 | 3503 | 253.8 | 256.5 | 180.2 | 238.7 | 413.8
1820 | 0.3652 | 1204 | 2694 | 0.2502 | 1.058 | 0 | 10.38 | 53360 | 0.07012 | 1.659 | 8389 | 17.6 | 1 | 1172 | 1168 | 239.1 | 1065 | 1124 | 1166 | 0 | 0 | 0 | 0 | 0 | -6.195 | 0.3034 | -1.307 | 1.057 | 270.2 | 1 | 4.299 | 0.7461 | 9.888 | 1.716 | 4.684 | 0.08811 | 0.104 | 46.3 | 19.49 | 19.49 | 19.49 | 227.7 | -273 | -273 | 1.301 |  |  | 20 | 0 | -8.007 | -8.04 | -8.91 | -7.268 | 0 | 0 | 0 | 0 | 0 | 0 | 3502 | 254.3 | 256.9 | 180.5 | 239.1 | 418.8
1840 | 0.3652 | 1205 | 2694 | 0.2502 | 1.057 | 0 | 10.38 | 53360 | 0.07011 | 1.658 | 8385 | 17.6 | 1 | 1173 | 1169 | 239.5 | 1066 | 1125 | 1167 | 0 | 0 | 0 | 0 | 0 | -6.195 | 0.3035 | -1.306 | 1.056 | 270.6 | 1 | 4.297 | 0.7454 | 9.884 | 1.714 | 4.685 | 0.08811 | 0.104 | 46.3 | 19.49 | 19.49 | 19.49 | 229.1 | -273 | -273 | 1.301 |  |  | 20 | 0 | -7.965 | -7.997 | -8.858 | -7.227 | 0 | 0 | 0 | 0 | 0 | 0 | 3502 | 254.8 | 257.4 | 180.9 | 239.5 | 423.8
1860 | 0.3652 | 1206 | 2694 | 0.2501 | 1.057 | 0 | 10.38 | 53360 | 0.07011 | 1.657 | 8381 | 17.6 | 1 | 1173 | 1170 | 240 | 1067 | 1126 | 1168 | 0 | 0 | 0 | 0 | 0 | -6.196 | 0.3037 | -1.306 | 1.056 | 271.1 | 1 | 4.295 | 0.7446 | 9.879 | 1.713 | 4.687 | 0.08811 | 0.104 | 46.3 | 19.49 | 19.49 | 19.49 | 230.4 | -273 | -273 | 1.301 |  |  | 20 | 0 | -7.923 | -7.956 | -8.806 | -7.188 | 0 | 0 | 0 | 0 | 0 | 0 | 3502 | 255.2 | 257.9 | 181.2 | 240 | 428.8
1880 | 0.3651 | 1206 | 2693 | 0.2501 | 1.057 | 0 | 10.38 | 53360 | 0.0701 | 1.657 | 8377 | 17.6 | 1 | 1174 | 1171 | 240.4 | 1068 | 1127 | 1168 | 0 | 0 | 0 | 0 | 0 | -6.196 | 0.3038 | -1.306 | 1.056 | 271.6 | 1 | 4.294 | 0.7439 | 9.875 | 1.711 | 4.689 | 0.08811 | 0.104 | 46.29 | 19.49 | 19.49 | 19.49 | 231.6 | -273 | -273 | 1.301 |  |  | 20 | 0 | -7.883 | -7.915 | -8.756 | -7.15 | 0 | 0 | 0 | 0 | 0 | 0 | 3501 | 255.7 | 258.3 | 181.5 | 240.4 | 433.8
1900 | 0.3651 | 1207 | 2693 | 0.2501 | 1.057 | 0 | 10.38 | 53360 | 0.0701 | 1.656 | 8374 | 17.6 | 1 | 1175 | 1171 | 240.8 | 1068 | 1127 | 1169 | 0 | 0 | 0 | 0 | 0 | -6.196 | 0.3039 | -1.306 | 1.056 | 272 | 1 | 4.292 | 0.7431 | 9.871 | 1.709 | 4.69 | 0.08811 | 0.104 | 46.29 | 19.49 | 19.49 | 19.49 | 232.9 | -273 | -273 | 1.301 |  |  | 20 | 0 | -7.843 | -7.875 | -8.706 | -7.112 | 0 | 0 | 0 | 0 | 0 | 0 | 3501 | 256.1 | 258.8 | 181.8 | 240.8 | 438.8
1920 | 0.3651 | 1208 | 2693 | 0.2501 | 1.057 | 0 | 10.38 | 53360 | 0.07009 | 1.655 | 8370 | 17.6 | 1 | 1176 | 1172 | 241.2 | 1069 | 1128 | 1170 | 0 | 0 | 0 | 0 | 0 | -6.196 | 0.304 | -1.306 | 1.056 | 272.4 | 1 | 4.29 | 0.7424 | 9.867 | 1.708 | 4.692 | 0.0881 | 0.104 | 46.28 | 19.49 | 19.49 | 19.49 | 234 | -273 | -273 | 1.301 |  |  | 20 | 0 | -7.803 | -7.835 | -8.657 | -7.076 | 0 | 0 | 0 | 0 | 0 | 0 | 3501 | 256.6 | 259.2 | 182 | 241.2 | 443.8
1940 | 0.3651 | 1208 | 2693 | 0.25 | 1.056 | 0 | 10.38 | 53360 | 0.07009 | 1.655 | 8366 | 17.61 | 1 | 1176 | 1173 | 241.5 | 1070 | 1129 | 1171 | 0 | 0 | 0 | 0 | 0 | -6.196 | 0.3042 | -1.305 | 1.056 | 272.9 | 1 | 4.288 | 0.7417 | 9.863 | 1.706 | 4.693 | 0.0881 | 0.104 | 46.28 | 19.49 | 19.49 | 19.49 | 235.2 | -273 | -273 | 1.301 |  |  | 20 | 0 | -7.765 | -7.796 | -8.609 | -7.04 | 0 | 0 | 0 | 0 | 0 | 0 | 3501 | 257 | 259.7 | 182.3 | 241.5 | 448.8
1960 | 0.3651 | 1209 | 2692 | 0.25 | 1.056 | 0 | 10.38 | 53360 | 0.07008 | 1.654 | 8363 | 17.61 | 1 | 1177 | 1173 | 241.9 | 1070 | 1130 | 1171 | 0 | 0 | 0 | 0 | 0 | -6.197 | 0.3043 | -1.305 | 1.055 | 273.3 | 1 | 4.286 | 0.741 | 9.859 | 1.704 | 4.695 | 0.0881 | 0.104 | 46.28 | 19.49 | 19.48 | 19.49 | 236.3 | -273 | -273 | 1.301 |  |  | 20 | 0 | -7.726 | -7.758 | -8.561 | -7.005 | 0 | 0 | 0 | 0 | 0 | 0 | 3500 | 257.4 | 260.1 | 182.6 | 241.9 | 453.8
1980 | 0.3651 | 1209 | 2692 | 0.25 | 1.056 | 0 | 10.38 | 53360 | 0.07008 | 1.653 | 8359 | 17.61 | 1 | 1178 | 1174 | 242.3 | 1071 | 1131 | 1172 | 0 | 0 | 0 | 0 | 0 | -6.197 | 0.3044 | -1.305 | 1.055 | 273.7 | 1 | 4.285 | 0.7403 | 9.855 | 1.703 | 4.696 | 0.0881 | 0.104 | 46.27 | 19.48 | 19.48 | 19.48 | 237.4 | -273 | -273 | 1.301 |  |  | 20 | 0 | -7.689 | -7.72 | -8.515 | -6.971 | 0 | 0 | 0 | 0 | 0 | 0 | 3500 | 257.9 | 260.5 | 182.9 | 242.3 | 458.8
2000 | 0.3651 | 1210 | 2692 | 0.25 | 1.056 | 0 | 10.38 | 53360 | 0.07007 | 1.653 | 8356 | 17.61 | 1 | 1178 | 1175 | 242.7 | 1072 | 1131 | 1173 | 0 | 0 | 0 | 0 | 0 | -6.197 | 0.3045 | -1.305 | 1.055 | 274.2 | 1 | 4.283 | 0.7397 | 9.851 | 1.701 | 4.698 | 0.0881 | 0.104 | 46.27 | 19.48 | 19.48 | 19.48 | 238.5 | -273 | -273 | 1.301 |  |  | 20 | 0 | -7.651 | -7.683 | -8.469 | -6.938 | 0 | 0 | 0 | 0 | 0 | 0 | 3500 | 258.3 | 260.9 | 183.2 | 242.7 | 463.8
2020 | 0.3651 | 1210 | 2692 | 0.25 | 1.056 | 0 | 10.38 | 53360 | 0.07006 | 1.652 | 8352 | 17.61 | 1 | 1179 | 1175 | 243 | 1072 | 1132 | 1173 | 0 | 0 | 0 | 0 | 0 | -6.197 | 0.3046 | -1.305 | 1.055 | 274.6 | 1 | 4.281 | 0.739 | 9.847 | 1.7 | 4.699 | 0.0881 | 0.104 | 46.27 | 19.48 | 19.48 | 19.48 | 239.5 | -273 | -273 | 1.301 |  |  | 20 | 0 | -7.615 | -7.646 | -8.424 | -6.906 | 0 | 0 | 0 | 0 | 0 | 0 | 3499 | 258.7 | 261.3 | 183.4 | 243 | 468.8
2040 | 0.3651 | 1211 | 2692 | 0.2499 | 1.056 | 0 | 10.38 | 53360 | 0.07006 | 1.651 | 8349 | 17.61 | 1 | 1180 | 1176 | 243.4 | 1073 | 1133 | 1174 | 0 | 0 | 0 | 0 | 0 | -6.197 | 0.3048 | -1.305 | 1.055 | 275 | 1 | 4.28 | 0.7384 | 9.844 | 1.698 | 4.7 | 0.0881 | 0.104 | 46.26 | 19.48 | 19.48 | 19.48 | 240.5 | -273 | -273 | 1.301 |  |  | 20 | 0 | -7.579 | -7.609 | -8.379 | -6.874 | 0 | 0 | 0 | 0 | 0 | 0 | 3499 | 259.1 | 261.7 | 183.7 | 243.4 | 473.8
2060 | 0.365 | 1212 | 2691 | 0.2499 | 1.055 | 0 | 10.38 | 53360 | 0.07005 | 1.651 | 8346 | 17.61 | 1 | 1180 | 1177 | 243.7 | 1074 | 1134 | 1175 | 0 | 0 | 0 | 0 | 0 | -6.197 | 0.3049 | -1.304 | 1.055 | 275.4 | 1 | 4.278 | 0.7377 | 9.84 | 1.697 | 4.702 | 0.0881 | 0.104 | 46.26 | 19.48 | 19.48 | 19.48 | 241.5 | -273 | -273 | 1.301 |  |  | 20 | 0 | -7.543 | -7.574 | -8.336 | -6.843 | 0 | 0 | 0 | 0 | 0 | 0 | 3499 | 259.5 | 262.1 | 184 | 243.7 | 478.8
2080 | 0.365 | 1212 | 2691 | 0.2499 | 1.055 | 0 | 10.38 | 53360 | 0.07005 | 1.65 | 8343 | 17.61 | 1 | 1181 | 1177 | 244.1 | 1074 | 1134 | 1175 | 0 | 0 | 0 | 0 | 0 | -6.198 | 0.305 | -1.304 | 1.054 | 275.8 | 1 | 4.277 | 0.7371 | 9.837 | 1.695 | 4.703 | 0.08809 | 0.104 | 46.25 | 19.48 | 19.48 | 19.48 | 242.5 | -273 | -273 | 1.301 |  |  | 20 | 0 | -7.508 | -7.538 | -8.292 | -6.813 | 0 | 0 | 0 | 0 | 0 | 0 | 3499 | 259.9 | 262.5 | 184.2 | 244.1 | 483.8
2100 | 0.365 | 1213 | 2691 | 0.2499 | 1.055 | 0 | 10.38 | 53360 | 0.07004 | 1.649 | 8339 | 17.62 | 1 | 1181 | 1178 | 244.4 | 1075 | 1135 | 1176 | 0 | 0 | 0 | 0 | 0 | -6.198 | 0.3051 | -1.304 | 1.054 | 276.1 | 1 | 4.275 | 0.7365 | 9.833 | 1.694 | 4.704 | 0.08809 | 0.104 | 46.25 | 19.48 | 19.48 | 19.48 | 243.4 | -273 | -273 | 1.301 |  |  | 20 | 0 | -7.473 | -7.503 | -8.25 | -6.784 | 0 | 0 | 0 | 0 | 0 | 0 | 3498 | 260.2 | 262.9 | 184.5 | 244.4 | 488.8
2120 | 0.365 | 1213 | 2691 | 0.2499 | 1.055 | 0 | 10.38 | 53360 | 0.07004 | 1.649 | 8336 | 17.62 | 1 | 1182 | 1179 | 244.8 | 1075 | 1136 | 1176 | 0 | 0 | 0 | 0 | 0 | -6.198 | 0.3052 | -1.304 | 1.054 | 276.5 | 1 | 4.274 | 0.7359 | 9.83 | 1.693 | 4.706 | 0.08809 | 0.104 | 46.25 | 19.48 | 19.47 | 19.48 | 244.3 | -273 | -273 | 1.301 |  |  | 20 | 0 | -7.439 | -7.469 | -8.208 | -6.755 | 0 | 0 | 0 | 0 | 0 | 0 | 3498 | 260.6 | 263.3 | 184.7 | 244.8 | 493.8
2140 | 0.365 | 1214 | 2691 | 0.2498 | 1.055 | 0 | 10.38 | 53360 | 0.07004 | 1.648 | 8333 | 17.62 | 1 | 1183 | 1179 | 245.1 | 1076 | 1136 | 1177 | 0 | 0 | 0 | 0 | 0 | -6.198 | 0.3053 | -1.304 | 1.054 | 276.9 | 1 | 4.272 | 0.7353 | 9.826 | 1.691 | 4.707 | 0.08809 | 0.104 | 46.24 | 19.47 | 19.47 | 19.47 | 245.2 | -273 | -273 | 1.301 |  |  | 20 | 0 | -7.405 | -7.435 | -8.167 | -6.728 | 0 | 0 | 0 | 0 | 0 | 0 | 3498 | 261 | 263.7 | 185 | 245.1 | 498.8
2160 | 0.365 | 1214 | 2690 | 0.2498 | 1.055 | 0 | 10.38 | 53360 | 0.07003 | 1.648 | 8330 | 17.62 | 1 | 1183 | 1180 | 245.4 | 1077 | 1137 | 1177 | 0 | 0 | 0 | 0 | 0 | -6.198 | 0.3054 | -1.304 | 1.054 | 277.3 | 1 | 4.271 | 0.7348 | 9.823 | 1.69 | 4.708 | 0.08809 | 0.104 | 46.24 | 19.47 | 19.47 | 19.47 | 246 | -273 | -273 | 1.301 |  |  | 20 | 0 | -7.372 | -7.402 | -8.126 | -6.7 | 0 | 0 | 0 | 0 | 0 | 0 | 3498 | 261.4 | 264 | 185.2 | 245.4 | 503.8
2180 | 0.3649 | 1215 | 2682 | 0.2512 | 1.051 | 0 | 10.37 | 53350 | 0.07007 | 1.646 | 8328 | 17.62 | 1 | 1184 | 1180 | 245.7 | 1075 | 1138 | 1178 | 0 | 0 | 0 | 0 | 0 | -6.212 | 0.3054 | -1.303 | 1.058 | 277.8 | 1 | 4.27 | 0.7361 | 9.822 | 1.693 | 4.702 | 0.08808 | 0.104 | 46.76 | 19.47 | 19.47 | 19.47 | 246.8 | -273 | -273 | 1.312 |  |  | 20 | 0 | -7.305 | -7.383 | -7.664 | -6.633 | 0 | 0 | 0 | 0 | 0 | 0 | 3517 | 261.7 | 264.4 | 185.2 | 245.7 | 508.8
2200 | 0.3649 | 1215 | 2681 | 0.2511 | 1.051 | 0 | 10.37 | 53350 | 0.07008 | 1.645 | 8325 | 17.62 | 1 | 1184 | 1181 | 246 | 1076 | 1139 | 1179 | 0 | 0 | 0 | 0 | 0 | -6.212 | 0.3055 | -1.303 | 1.058 | 278.1 | 1 | 4.27 | 0.7358 | 9.821 | 1.692 | 4.703 | 0.08808 | 0.104 | 46.72 | 19.47 | 19.47 | 19.47 | 247.6 | -273 | -273 | 1.312 |  |  | 20 | 0 | -7.278 | -7.357 | -7.629 | -6.611 | 0 | 0 | 0 | 0 | 0 | 0 | 3515 | 262 | 264.7 | 185.4 | 246 | 513.8
2220 | 0.3649 | 1216 | 2681 | 0.2511 | 1.051 | 0 | 10.37 | 53350 | 0.07007 | 1.645 | 8322 | 17.62 | 1 | 1185 | 1181 | 246.3 | 1076 | 1139 | 1179 | 0 | 0 | 0 | 0 | 0 | -6.212 | 0.3056 | -1.302 | 1.058 | 278.4 | 1 | 4.269 | 0.7352 | 9.818 | 1.691 | 4.704 | 0.08808 | 0.104 | 46.72 | 19.47 | 19.47 | 19.47 | 248.4 | -273 | -273 | 1.312 |  |  | 20 | 0 | -7.247 | -7.327 | -7.592 | -6.588 | 0 | 0 | 0 | 0 | 0 | 0 | 3515 | 262.3 | 265 | 185.6 | 246.3 | 518.8
2240 | 0.3649 | 1216 | 2686 | 0.25 | 1.053 | 0 | 10.35 | 53330 | 0.07024 | 1.642 | 8312 | 17.63 | 1 | 1185 | 1182 | 246.6 | 1078 | 1139 | 1180 | 0 | 0 | 0 | 0 | 0 | -6.195 | 0.3051 | -1.303 | 1.052 | 278.7 | 1 | 4.275 | 0.7344 | 9.832 | 1.689 | 4.715 | 0.08804 | 0.104 | 46.35 | 19.47 | 19.47 | 19.47 | 249.2 | -273 | -273 | 1.304 |  |  | 20 | 0 | -7.247 | -7.288 | -7.906 | -6.579 | 0 | 0 | 0 | 0 | 0 | 0 | 3501 | 262.7 | 265.4 | 186 | 246.6 | 523.8
2260 | 0.3719 | 1210 | 2672 | 0.1909 | 1.11 | 0 | 13.12 | 99800 | 0.6367 | 2.079 | 15320 | 17.65 | 1 | 1181 | 1177 | 237.4 | 1053 | 1133 | 1173 | 0 | 0 | 0 | 0 | 0 | -6.348 | 0.4481 | -1.3 | 1.104 | 274 | 1 | 2.911 | 0.5328 | 6.695 | 1.225 | 4.536 | 0.09388 | 0.1048 | 25.17 | 19.47 | 19.47 | 19.47 | 249.9 | -273 | -273 | 0.9458 |  |  | 20 | 0 | -6.666 | -6.674 | -6.899 | -5.451 | 0 | 0 | 0 | 0 | 0 | 0 | 2672 | 258.9 | 261.4 | 169.9 | 237.4 | 528.3
2280 | 0.3734 | 1203 | 2640 | 0.1887 | 1.113 | 0 | 13.82 | 111800 | 1.091 | 2.211 | 17680 | 17.74 | 1 | 1176 | 1172 | 229.9 | 1024 | 1124 | 1165 | 0 | 0 | 0 | 0 | 0 | -6.349 | 0.5361 | -1.302 | 1.111 | 269.4 | 1 | 2.433 | 0.4384 | 5.596 | 1.008 | 4.491 | 0.09561 | 0.1052 | 24.87 | 19.47 | 19.47 | 19.47 | 250.7 | -273 | -273 | 0.9284 |  |  | 20 | 0 | -6.401 | -6.419 | -6.648 | -5.343 | 0 | 0 | 0 | 0 | 0 | 0 | 2640 | 255 | 257.4 | 157.1 | 229.9 | 532.1
2300 | 0.3749 | 1198 | 2609 | 0.1865 | 1.115 | 0 | 13.68 | 109200 | 1.333 | 2.195 | 17320 | 17.77 | 1 | 1170 | 1167 | 225.9 | 1016 | 1118 | 1159 | 0 | 0 | 0 | 0 | 0 | -6.352 | 0.5436 | -1.303 | 1.114 | 265.2 | 1 | 2.399 | 0.4336 | 5.518 | 0.9974 | 4.474 | 0.09579 | 0.1052 | 24.59 | 19.47 | 19.47 | 19.47 | 251.4 | -273 | -273 | 0.9137 |  |  | 20 | 0 | -6.163 | -6.186 | -6.463 | -5.17 | 0 | 0 | 0 | 0 | 0 | 0 | 2609 | 250.9 | 253.3 | 154 | 225.9 | 535.8
2320 | 0.3765 | 1192 | 2577 | 0.1842 | 1.118 | 0 | 13.51 | 106100 | 1.578 | 2.173 | 16860 | 17.8 | 1 | 1164 | 1161 | 221.9 | 1009 | 1112 | 1153 | 0 | 0 | 0 | 0 | 0 | -6.355 | 0.5484 | -1.304 | 1.117 | 260.8 | 1 | 2.379 | 0.4316 | 5.471 | 0.9927 | 4.457 | 0.09594 | 0.1053 | 24.28 | 19.47 | 19.47 | 19.47 | 252 | -273 | -273 | 0.8984 |  |  | 20 | 0 | -5.928 | -5.952 | -6.226 | -4.955 | 0 | 0 | 0 | 0 | 0 | 0 | 2577 | 246.6 | 249 | 151.1 | 221.9 | 539.5
2340 | 0.3783 | 1185 | 2544 | 0.1818 | 1.121 | 0 | 13.33 | 102900 | 1.832 | 2.15 | 16400 | 17.84 | 1 | 1158 | 1155 | 217.8 | 1001 | 1105 | 1146 | 0 | 0 | 0 | 0 | 0 | -6.358 | 0.5532 | -1.304 | 1.12 | 256.2 | 1 | 2.358 | 0.4296 | 5.423 | 0.9881 | 4.439 | 0.0961 | 0.1053 | 23.97 | 19.47 | 19.46 | 19.47 | 252.7 | -273 | -273 | 0.8827 |  |  | 20 | 0 | -5.699 | -5.725 | -5.978 | -4.734 | 0 | 0 | 0 | 0 | 0 | 0 | 2544 | 242.1 | 244.5 | 148.1 | 217.8 | 543.2
2360 | 0.3801 | 1178 | 2510 | 0.1794 | 1.124 | 0 | 13.15 | 99770 | 2.09 | 2.126 | 15940 | 17.87 | 1 | 1151 | 1148 | 213.4 | 992.8 | 1098 | 1139 | 0 | 0 | 0 | 0 | 0 | -6.361 | 0.5582 | -1.305 | 1.123 | 251.4 | 1 | 2.337 | 0.4276 | 5.375 | 0.9835 | 4.42 | 0.09626 | 0.1053 | 23.65 | 19.46 | 19.46 | 19.46 | 253.4 | -273 | -273 | 0.8669 |  |  | 20 | 0 | -5.476 | -5.503 | -5.729 | -4.513 | 0 | 0 | 0 | 0 | 0 | 0 | 2510 | 237.4 | 239.8 | 144.9 | 213.4 | 546.8
2380 | 0.3819 | 1173 | 2478 | 0.1771 | 1.127 | 0 | 12.98 | 96720 | 2.344 | 2.101 | 15470 | 17.91 | 1 | 1146 | 1142 | 210 | 985.6 | 1092 | 1133 | 0 | 0 | 0 | 0 | 0 | -6.364 | 0.5636 | -1.305 | 1.126 | 247.7 | 1 | 2.314 | 0.4248 | 5.323 | 0.9771 | 4.405 | 0.09641 | 0.1054 | 23.35 | 19.46 | 19.46 | 19.46 | 254 | -273 | -273 | 0.8518 |  |  | 20 | 0 | -5.386 | -5.414 | -5.618 | -4.443 | 0 | 0 | 0 | 0 | 0 | 0 | 2478 | 233.7 | 236.1 | 142.4 | 210 | 550.4
2400 | 0.3836 | 1166 | 2448 | 0.175 | 1.13 | 0 | 12.81 | 93990 | 2.575 | 2.079 | 15060 | 17.94 | 1 | 1140 | 1136 | 206.1 | 977.9 | 1086 | 1127 | 0 | 0 | 0 | 0 | 0 | -6.366 | 0.5682 | -1.306 | 1.129 | 243.4 | 1 | 2.295 | 0.4231 | 5.28 | 0.9731 | 4.387 | 0.09656 | 0.1054 | 23.07 | 19.46 | 19.46 | 19.46 | 254.6 | -273 | -273 | 0.838 |  |  | 20 | 0 | -5.202 | -5.23 | -5.412 | -4.26 | 0 | 0 | 0 | 0 | 0 | 0 | 2448 | 229.5 | 231.9 | 139.6 | 206.1 | 553.9
2420 | 0.3856 | 1159 | 2416 | 0.1727 | 1.133 | 0 | 12.64 | 91170 | 2.818 | 2.057 | 14650 | 17.97 | 1 | 1133 | 1130 | 201.9 | 971.6 | 1079 | 1120 | 0 | 0 | 0 | 0 | 0 | -6.37 | 0.5731 | -1.307 | 1.132 | 238.7 | 1 | 2.276 | 0.4205 | 5.235 | 0.9672 | 4.368 | 0.09671 | 0.1054 | 22.77 | 19.46 | 19.46 | 19.46 | 255.2 | -273 | -273 | 0.8233 |  |  | 20 | 0 | -5.006 | -5.033 | -5.22 | -4.07 | 0 | 0 | 0 | 0 | 0 | 0 | 2416 | 225.1 | 227.4 | 136.8 | 201.9 | 557.4
2440 | 0.3876 | 1152 | 2384 | 0.1703 | 1.136 | 0 | 12.47 | 88320 | 3.069 | 2.034 | 14220 | 18 | 1 | 1126 | 1123 | 197.6 | 963 | 1072 | 1112 | 0 | 0 | 0 | 0 | 0 | -6.372 | 0.5782 | -1.308 | 1.135 | 233.9 | 1 | 2.256 | 0.4186 | 5.188 | 0.9628 | 4.349 | 0.09686 | 0.1055 | 22.46 | 19.46 | 19.46 | 19.46 | 255.8 | -273 | -273 | 0.8083 |  |  | 20 | 0 | -4.809 | -4.837 | -4.982 | -3.868 | 0 | 0 | 0 | 0 | 0 | 0 | 2384 | 220.5 | 222.8 | 133.7 | 197.6 | 560.8
2460 | 0.3898 | 1145 | 2350 | 0.168 | 1.14 | 0 | 12.29 | 85470 | 3.325 | 2.01 | 13800 | 18.04 | 1 | 1119 | 1115 | 193.2 | 953.9 | 1064 | 1105 | 0 | 0 | 0 | 0 | 0 | -6.374 | 0.5836 | -1.309 | 1.138 | 229 | 1 | 2.235 | 0.4166 | 5.141 | 0.9581 | 4.328 | 0.09702 | 0.1055 | 22.15 | 19.46 | 19.46 | 19.46 | 256.3 | -273 | -273 | 0.7932 |  |  | 20 | 0 | -4.613 | -4.642 | -4.749 | -3.668 | 0 | 0 | 0 | 0 | 0 | 0 | 2350 | 215.7 | 218 | 130.6 | 193.2 | 564.2
2480 | 0.392 | 1137 | 2317 | 0.1656 | 1.143 | 0 | 12.11 | 82630 | 3.585 | 1.985 | 13370 | 18.07 | 1 | 1111 | 1108 | 188.8 | 944.6 | 1056 | 1097 | 0 | 0 | 0 | 0 | 0 | -6.376 | 0.5891 | -1.309 | 1.142 | 224.1 | 1 | 2.214 | 0.4145 | 5.092 | 0.9534 | 4.307 | 0.09718 | 0.1056 | 21.83 | 19.46 | 19.46 | 19.46 | 256.9 | -273 | -273 | 0.778 |  |  | 20 | 0 | -4.419 | -4.448 | -4.518 | -3.47 | 0 | 0 | 0 | 0 | 0 | 0 | 2317 | 210.9 | 213.2 | 127.4 | 188.8 | 567.5
2500 | 0.394 | 1130 | 2288 | 0.1635 | 1.146 | 0 | 11.95 | 80140 | 3.817 | 1.963 | 12990 | 18.1 | 1 | 1104 | 1100 | 184.6 | 935.7 | 1048 | 1089 | 0 | 0 | 0 | 0 | 0 | -6.377 | 0.594 | -1.31 | 1.145 | 219.5 | 1 | 2.196 | 0.4129 | 5.051 | 0.9497 | 4.287 | 0.09732 | 0.1056 | 21.56 | 19.46 | 19.46 | 19.46 | 257.4 | -273 | -273 | 0.7649 |  |  | 20 | 0 | -4.286 | -4.316 | -4.356 | -3.348 | 0 | 0 | 0 | 0 | 0 | 0 | 2288 | 206.4 | 208.6 | 124.4 | 184.6 | 570.8
2520 | 0.3963 | 1122 | 2257 | 0.1613 | 1.149 | 0 | 11.78 | 77660 | 4.053 | 1.94 | 12620 | 18.14 | 1 | 1097 | 1093 | 180.4 | 926.6 | 1040 | 1081 | 0 | 0 | 0 | 0 | 0 | -6.377 | 0.5991 | -1.311 | 1.148 | 214.8 | 1 | 2.177 | 0.4112 | 5.008 | 0.9457 | 4.266 | 0.09746 | 0.1056 | 21.27 | 19.46 | 19.46 | 19.46 | 257.9 | -273 | -273 | 0.7511 |  |  | 20 | 0 | -4.122 | -4.152 | -4.162 | -3.181 | 0 | 0 | 0 | 0 | 0 | 0 | 2257 | 201.9 | 204.1 | 121.5 | 180.4 | 574.1
2540 | 0.3987 | 1114 | 2225 | 0.159 | 1.152 | 0 | 11.61 | 75130 | 4.299 | 1.916 | 12230 | 18.17 | 1 | 1089 | 1085 | 176.1 | 917.1 | 1032 | 1073 | 0 | 0 | 0 | 0 | 0 | -6.378 | 0.6046 | -1.312 | 1.151 | 210 | 1 | 2.158 | 0.4092 | 4.962 | 0.9412 | 4.245 | 0.09761 | 0.1057 | 20.96 | 19.46 | 19.46 | 19.46 | 258.4 | -273 | -273 | 0.7369 |  |  | 20 | 0 | -3.949 | -3.979 | -3.957 | -3.005 | 0 | 0 | 0 | 0 | 0 | 0 | 2225 | 197.2 | 199.4 | 118.4 | 176.1 | 577.3
2560 | 0.4012 | 1106 | 2192 | 0.1566 | 1.155 | 0 | 11.44 | 72590 | 4.551 | 1.891 | 11840 | 18.21 | 1 | 1081 | 1077 | 171.8 | 907.3 | 1023 | 1065 | 0 | 0 | 0 | 0 | 0 | -6.378 | 0.6103 | -1.313 | 1.154 | 205.2 | 1 | 2.137 | 0.4072 | 4.916 | 0.9365 | 4.222 | 0.09776 | 0.1057 | 20.65 | 19.46 | 19.46 | 19.46 | 258.8 | -273 | -273 | 0.7225 |  |  | 20 | 0 | -3.773 | -3.804 | -3.747 | -2.826 | 0 | 0 | 0 | 0 | 0 | 0 | 2192 | 192.5 | 194.7 | 115.4 | 171.8 | 580.4
2580 | 0.4038 | 1098 | 2158 | 0.1543 | 1.159 | 0 | 11.26 | 70070 | 4.807 | 1.866 | 11450 | 18.24 | 1 | 1073 | 1069 | 167.4 | 897.2 | 1015 | 1056 | 0 | 0 | 0 | 0 | 0 | -6.378 | 0.6163 | -1.314 | 1.157 | 200.3 | 1 | 2.116 | 0.405 | 4.868 | 0.9315 | 4.199 | 0.09792 | 0.1058 | 20.34 | 19.46 | 19.46 | 19.46 | 259.2 | -273 | -273 | 0.708 |  |  | 20 | 0 | -3.596 | -3.627 | -3.535 | -2.645 | 0 | 0 | 0 | 0 | 0 | 0 | 2158 | 187.8 | 189.9 | 112.3 | 167.4 | 583.5
2600 | 0.4064 | 1090 | 2128 | 0.1521 | 1.162 | 0 | 11.09 | 67700 | 5.052 | 1.841 | 11090 | 18.28 | 1 | 1065 | 1061 | 163.1 | 887.2 | 1006 | 1047 | 0 | 0 | 0 | 0 | 0 | -6.378 | 0.622 | -1.315 | 1.161 | 195.5 | 1 | 2.097 | 0.403 | 4.823 | 0.9269 | 4.177 | 0.09806 | 0.1058 | 20.06 | 19.46 | 19.46 | 19.46 | 259.6 | -273 | -273 | 0.6948 |  |  | 20 | 0 | -3.459 | -3.49 | -3.365 | -2.518 | 0 | 0 | 0 | 0 | 0 | 0 | 2128 | 183.1 | 185.3 | 109.3 | 163.1 | 586.6
2620 | 0.4089 | 1082 | 2098 | 0.15 | 1.165 | 0 | 10.93 | 65560 | 5.278 | 1.818 | 10750 | 18.31 | 1 | 1057 | 1053 | 159.1 | 877.6 | 997.3 | 1039 | 0 | 0 | 0 | 0 | 0 | -6.377 | 0.6274 | -1.315 | 1.164 | 191 | 1 | 2.079 | 0.4013 | 4.782 | 0.923 | 4.155 | 0.0982 | 0.1058 | 19.77 | 19.46 | 19.46 | 19.46 | 260 | -273 | -273 | 0.6821 |  |  | 20 | 0 | -3.32 | -3.352 | -3.2 | -2.378 | 0 | 0 | 0 | 0 | 0 | 0 | 2098 | 178.7 | 180.9 | 106.4 | 159.1 | 589.6
2640 | 0.4116 | 1075 | 2067 | 0.1477 | 1.167 | 0 | 10.77 | 63390 | 5.511 | 1.792 | 10400 | 18.35 | 1 | 1050 | 1046 | 155.7 | 871.5 | 990.2 | 1032 | 0 | 0 | 0 | 0 | 0 | -6.38 | 0.6336 | -1.316 | 1.166 | 187.1 | 1 | 2.059 | 0.3975 | 4.735 | 0.9143 | 4.135 | 0.09834 | 0.1059 | 19.48 | 19.46 | 19.46 | 19.46 | 260.4 | -273 | -273 | 0.669 |  |  | 20 | 0 | -3.309 | -3.339 | -3.211 | -2.398 | 0 | 0 | 0 | 0 | 0 | 0 | 2067 | 175.1 | 177.2 | 104.1 | 155.7 | 592.6
2660 | 0.4146 | 1067 | 2035 | 0.1454 | 1.17 | 0 | 10.59 | 61160 | 5.758 | 1.766 | 10050 | 18.39 | 1 | 1043 | 1039 | 151.8 | 861.9 | 982.1 | 1024 | 0 | 0 | 0 | 0 | 0 | -6.379 | 0.6402 | -1.316 | 1.169 | 182.8 | 1 | 2.037 | 0.3948 | 4.686 | 0.9081 | 4.113 | 0.09848 | 0.1059 | 19.18 | 19.46 | 19.46 | 19.46 | 260.7 | -273 | -273 | 0.6555 |  |  | 20 | 0 | -3.117 | -3.147 | -2.98 | -2.19 | 0 | 0 | 0 | 0 | 0 | 0 | 2035 | 170.9 | 173 | 101.4 | 151.8 | 595.5
2680 | 0.4177 | 1059 | 2002 | 0.1431 | 1.173 | 0 | 10.42 | 58940 | 6.008 | 1.739 | 9693 | 18.42 | 1 | 1034 | 1031 | 147.7 | 851.6 | 973.2 | 1015 | 0 | 0 | 0 | 0 | 0 | -6.377 | 0.6469 | -1.317 | 1.172 | 178.2 | 1 | 2.016 | 0.3923 | 4.638 | 0.9022 | 4.09 | 0.09863 | 0.1059 | 18.87 | 19.46 | 19.46 | 19.46 | 261 | -273 | -273 | 0.6419 |  |  | 20 | 0 | -2.938 | -2.969 | -2.762 | -2.003 | 0 | 0 | 0 | 0 | 0 | 0 | 2002 | 166.5 | 168.6 | 98.49 | 147.7 | 598.4
2700 | 0.4209 | 1050 | 1969 | 0.1407 | 1.176 | 0 | 10.24 | 56740 | 6.262 | 1.711 | 9340 | 18.46 | 1 | 1026 | 1022 | 143.5 | 840.9 | 964 | 1006 | 0 | 0 | 0 | 0 | 0 | -6.375 | 0.6538 | -1.317 | 1.175 | 173.6 | 1 | 1.995 | 0.3896 | 4.589 | 0.8961 | 4.066 | 0.09878 | 0.106 | 18.55 | 19.46 | 19.46 | 19.46 | 261.2 | -273 | -273 | 0.6282 |  |  | 20 | 0 | -2.762 | -2.793 | -2.549 | -1.82 | 0 | 0 | 0 | 0 | 0 | 0 | 1969 | 162 | 164.1 | 95.57 | 143.5 | 601.2
2720 | 0.4239 | 1042 | 1941 | 0.1387 | 1.179 | 0 | 10.08 | 54810 | 6.489 | 1.686 | 9029 | 18.5 | 1 | 1018 | 1014 | 139.7 | 830.7 | 955 | 996.7 | 0 | 0 | 0 | 0 | 0 | -6.372 | 0.6598 | -1.318 | 1.178 | 169.2 | 1 | 1.977 | 0.3875 | 4.547 | 0.8913 | 4.042 | 0.09891 | 0.106 | 18.29 | 19.47 | 19.46 | 19.47 | 261.5 | -273 | -273 | 0.6166 |  |  | 20 | 0 | -2.65 | -2.682 | -2.404 | -1.718 | 0 | 0 | 0 | 0 | 0 | 0 | 1941 | 157.8 | 159.8 | 92.87 | 139.7 | 604
2740 | 0.4279 | 1021 | 1911 | 0.1366 | 1.186 | 0 | 9.905 | 52570 | 6.743 | 1.674 | 8746 | 18.52 | 1 | 998.6 | 994.9 | 130.7 | 808.7 | 935.8 | 976.9 | 0 | 0 | 0 | 0 | 0 | -6.36 | 0.6611 | -1.323 | 1.185 | 158.7 | 1 | 1.973 | 0.3924 | 4.538 | 0.9025 | 3.987 | 0.09908 | 0.1061 | 18.01 | 19.47 | 19.46 | 19.47 | 261.7 | -273 | -273 | 0.6027 |  |  | 20 | 0 | -1.774 | -1.807 | -1.408 | -0.7636 | 0 | 0 | 0 | 0 | 0 | 0 | 1911 | 147.7 | 149.7 | 86.96 | 130.7 | 606.8
2760 | 0.4316 | 1009 | 1880 | 0.1343 | 1.19 | 0 | 9.739 | 8618 | 6.981 | 1.651 | 1581 | 18.55 | 1 | 986.8 | 983 | 125.7 | 794.9 | 923 | 964.3 | 0 | 0 | 0 | 0 | 0 | -6.354 | 0.6662 | -1.325 | 1.189 | 153 | 1 | 1.958 | 0.3919 | 4.503 | 0.9014 | 3.954 | 0.09923 | 0.1061 | 17.71 | 19.47 | 19.46 | 19.47 | 261.8 | -273 | -273 | 0.5898 |  |  | 20 | 0 | -1.657 | -1.69 | -1.25 | -0.638 | 0 | 0 | 0 | 0 | 0 | 0 | 1880 | 142.1 | 144.1 | 83.52 | 125.7 | 609.5
2780 | 0.4353 | 998.4 | 1848 | 0.1321 | 1.194 | 0 | 9.57 | 5201 | 7.223 | 1.625 | 874.9 | 18.59 | 1 | 976.4 | 972.5 | 121.4 | 782.3 | 911.4 | 953 | 0 | 0 | 0 | 0 | 0 | -6.348 | 0.6725 | -1.325 | 1.192 | 148.1 | 1 | 1.94 | 0.3901 | 4.461 | 0.8973 | 3.925 | 0.09937 | 0.1061 | 17.41 | 19.47 | 19.46 | 19.47 | 262 | -273 | -273 | 0.577 |  |  | 20 | 0 | -1.599 | -1.633 | -1.157 | -0.5888 | 0 | 0 | 0 | 0 | 0 | 0 | 1848 | 137.4 | 139.3 | 80.52 | 121.4 | 612.1
2800 | 0.4393 | 988 | 1815 | 0.1297 | 1.197 | 0 | 9.397 | 4955 | 7.471 | 1.597 | 827.9 | 18.63 | 1 | 966.4 | 962.6 | 117.3 | 773.8 | 901.3 | 942.6 | 0 | 0 | 0 | 0 | 0 | -6.346 | 0.6794 | -1.326 | 1.196 | 143.3 | 1 | 1.92 | 0.3864 | 4.416 | 0.8886 | 3.896 | 0.09951 | 0.1062 | 17.11 | 19.47 | 19.46 | 19.47 | 262.1 | -273 | -273 | 0.5641 |  |  | 20 | 0 | -1.51 | -1.539 | -1.123 | -0.5307 | 0 | 0 | 0 | 0 | 0 | 0 | 1815 | 133 | 134.8 | 77.84 | 117.3 | 614.8
2820 | 0.4434 | 978.2 | 1782 | 0.1274 | 1.2 | 0 | 9.224 | 4857 | 7.719 | 1.568 | 811.1 | 18.67 | 1 | 956.7 | 952.9 | 113.4 | 761.8 | 890.7 | 932.1 | 0 | 0 | 0 | 0 | 0 | -6.34 | 0.6867 | -1.327 | 1.199 | 138.9 | 1 | 1.899 | 0.3836 | 4.369 | 0.8823 | 3.868 | 0.09965 | 0.1062 | 16.8 | 19.47 | 19.47 | 19.47 | 262.2 | -273 | -273 | 0.5514 |  |  | 20 | 0 | -1.408 | -1.439 | -0.9582 | -0.4156 | 0 | 0 | 0 | 0 | 0 | 0 | 1782 | 128.7 | 130.6 | 75.12 | 113.4 | 617.3
2840 | 0.4468 | 971.5 | 1755 | 0.1255 | 1.201 | 0 | 9.075 | 4778 | 7.932 | 1.54 | 796.3 | 18.71 | 1 | 949.5 | 945.7 | 110.7 | 752.3 | 882.3 | 924 | 0 | 0 | 0 | 0 | 0 | -6.334 | 0.6942 | -1.327 | 1.201 | 135.9 | 1 | 1.879 | 0.3802 | 4.321 | 0.8744 | 3.848 | 0.09977 | 0.1062 | 16.54 | 19.47 | 19.47 | 19.47 | 262.2 | -273 | -273 | 0.5411 |  |  | 20 | 0 | -1.509 | -1.541 | -1.028 | -0.541 | 0 | 0 | 0 | 0 | 0 | 0 | 1755 | 125.9 | 127.7 | 73.17 | 110.7 | 619.9
2860 | 0.4508 | 962.9 | 1726 | 0.1234 | 1.204 | 0 | 8.921 | 4696 | 8.153 | 1.513 | 782.1 | 18.75 | 1 | 941.1 | 937.2 | 107.3 | 741.7 | 872.9 | 914.8 | 0 | 0 | 0 | 0 | 0 | -6.327 | 0.7014 | -1.327 | 1.203 | 132.2 | 1 | 1.86 | 0.3773 | 4.277 | 0.8678 | 3.824 | 0.0999 | 0.1063 | 16.26 | 19.47 | 19.47 | 19.47 | 262.3 | -273 | -273 | 0.5298 |  |  | 20 | 0 | -1.39 | -1.422 | -0.8869 | -0.4171 | 0 | 0 | 0 | 0 | 0 | 0 | 1726 | 122.3 | 124.1 | 70.86 | 107.3 | 622.4
2880 | 0.4551 | 953.8 | 1695 | 0.1212 | 1.206 | 0 | 8.76 | 4611 | 8.383 | 1.484 | 767.1 | 18.79 | 1 | 932.3 | 928.4 | 103.9 | 730.6 | 863.2 | 905.1 | 0 | 0 | 0 | 0 | 0 | -6.32 | 0.7091 | -1.327 | 1.205 | 128.3 | 1 | 1.84 | 0.3741 | 4.231 | 0.8605 | 3.798 | 0.1 | 0.1063 | 15.98 | 19.48 | 19.47 | 19.48 | 262.3 | -273 | -273 | 0.5182 |  |  | 20 | 0 | -1.265 | -1.298 | -0.7329 | -0.2857 | 0 | 0 | 0 | 0 | 0 | 0 | 1695 | 118.6 | 120.4 | 68.51 | 103.9 | 624.8
2900 | 0.4596 | 944.5 | 1664 | 0.1189 | 1.208 | 0 | 8.596 | 4525 | 8.618 | 1.455 | 751.4 | 18.83 | 1 | 923.3 | 919.4 | 100.5 | 719.2 | 853.2 | 895.2 | 0 | 0 | 0 | 0 | 0 | -6.311 | 0.7172 | -1.327 | 1.208 | 124.5 | 1 | 1.819 | 0.3707 | 4.183 | 0.8526 | 3.771 | 0.1002 | 0.1063 | 15.68 | 19.48 | 19.47 | 19.48 | 262.2 | -273 | -273 | 0.5064 |  |  | 20 | 0 | -1.136 | -1.168 | -0.572 | -0.1481 | 0 | 0 | 0 | 0 | 0 | 0 | 1664 | 114.9 | 116.7 | 66.14 | 100.5 | 627.2
2920 | 0.4644 | 934.9 | 1632 | 0.1166 | 1.21 | 0 | 8.429 | 4437 | 8.856 | 1.424 | 735.3 | 18.87 | 1 | 914.1 | 910.1 | 97.09 | 707.5 | 843 | 885 | 0 | 0 | 0 | 0 | 0 | -6.302 | 0.7256 | -1.326 | 1.21 | 120.6 | 1 | 1.798 | 0.3671 | 4.134 | 0.8443 | 3.743 | 0.1003 | 0.1064 | 15.38 | 19.48 | 19.47 | 19.48 | 262.1 | -273 | -273 | 0.4947 |  |  | 20 | 0 | -1.003 | -1.036 | -0.4064 | -0.005712 | 0 | 0 | 0 | 0 | 0 | 0 | 1632 | 111.2 | 112.9 | 63.77 | 97.09 | 629.6
2940 | 0.4694 | 925.3 | 1600 | 0.1144 | 1.212 | 0 | 8.262 | 4348 | 9.096 | 1.393 | 718.8 | 18.92 | 1 | 904.8 | 900.9 | 93.58 | 693.7 | 832.5 | 874.5 | 0 | 0 | 0 | 0 | 0 | -6.289 | 0.7345 | -1.326 | 1.212 | 116.8 | 1 | 1.776 | 0.364 | 4.085 | 0.8371 | 3.715 | 0.1004 | 0.1064 | 15.08 | 19.48 | 19.47 | 19.48 | 262 | -273 | -273 | 0.4829 |  |  | 20 | 0 | -0.8775 | -0.9084 | -0.2259 | 0.1538 | 0 | 0 | 0 | 0 | 0 | 0 | 1600 | 107.6 | 109.3 | 61.16 | 93.58 | 631.9
2960 | 0.474 | 915.8 | 1572 | 0.1124 | 1.214 | 0 | 8.105 | 4265 | 9.319 | 1.364 | 703.3 | 18.96 | 1 | 895.6 | 891.6 | 90.38 | 682 | 822.1 | 864.2 | 0 | 0 | 0 | 0 | 0 | -6.277 | 0.7427 | -1.326 | 1.214 | 113.1 | 1 | 1.756 | 0.3606 | 4.04 | 0.8293 | 3.688 | 0.1005 | 0.1064 | 14.82 | 19.48 | 19.48 | 19.48 | 261.9 | -273 | -273 | 0.4728 |  |  | 20 | 0 | -0.7875 | -0.8188 | -0.111 | 0.2287 | 0 | 0 | 0 | 0 | 0 | 0 | 1572 | 104.1 | 105.8 | 58.96 | 90.38 | 634.1
2980 | 0.4789 | 905.9 | 1544 | 0.1104 | 1.216 | 0 | 7.957 | 4187 | 9.532 | 1.336 | 688.4 | 19 | 1 | 886.4 | 882.4 | 87.21 | 675.6 | 813 | 854.4 | 0 | 0 | 0 | 0 | 0 | -6.274 | 0.7502 | -1.326 | 1.216 | 109.4 | 1 | 1.739 | 0.3553 | 3.999 | 0.8172 | 3.659 | 0.1007 | 0.1064 | 14.55 | 19.49 | 19.48 | 19.49 | 261.7 | -273 | -273 | 0.4625 |  |  | 20 | 0 | -0.683 | -0.7078 | -0.105 | 0.268 | 0 | 0 | 0 | 0 | 0 | 0 | 1544 | 100.8 | 102.4 | 56.97 | 87.21 | 636.4
3000 | 0.4841 | 896.5 | 1514 | 0.1082 | 1.218 | 0 | 7.806 | 4107 | 9.748 | 1.307 | 673.2 | 19.04 | 1 | 877.3 | 873.3 | 84.18 | 664.3 | 803.1 | 844.4 | 0 | 0 | 0 | 0 | 0 | -6.261 | 0.7588 | -1.325 | 1.218 | 105.9 | 1 | 1.719 | 0.3516 | 3.954 | 0.8088 | 3.632 | 0.1008 | 0.1065 | 14.27 | 19.49 | 19.48 | 19.49 | 261.5 | -273 | -273 | 0.452 |  |  | 20 | 0 | -0.5663 | -0.594 | 0.08199 | 0.4294 | 0 | 0 | 0 | 0 | 0 | 0 | 1514 | 97.46 | 99.05 | 54.91 | 84.18 | 638.5
3020 | 0.4897 | 886.7 | 1484 | 0.1061 | 1.219 | 0 | 7.649 | 4024 | 9.973 | 1.276 | 656.8 | 19.09 | 1 | 868 | 864 | 81.11 | 652.4 | 792.7 | 834 | 0 | 0 | 0 | 0 | 0 | -6.248 | 0.768 | -1.324 | 1.219 | 102.4 | 1 | 1.698 | 0.3475 | 3.906 | 0.7992 | 3.603 | 0.1009 | 0.1065 | 13.98 | 19.49 | 19.48 | 19.49 | 261.3 | -273 | -273 | 0.4413 |  |  | 20 | 0 | -0.4422 | -0.4706 | 0.2517 | 0.5713 | 0 | 0 | 0 | 0 | 0 | 0 | 1484 | 94.14 | 95.71 | 52.81 | 81.11 | 640.7
3040 | 0.4956 | 877.3 | 1453 | 0.1039 | 1.221 | 0 | 7.491 | 3941 | 10.2 | 1.242 | 638.9 | 19.13 | 1 | 858.5 | 854.4 | 78.19 | 640.7 | 782.1 | 823.3 | 0 | 0 | 0 | 0 | 0 | -6.272 | 0.7778 | -1.322 | 1.234 | 99.14 | 1 | 1.677 | 0.3424 | 3.857 | 0.7874 | 3.556 | 0.101 | 0.1065 | 13.69 | 19.5 | 19.49 | 19.49 | 261 | -273 | -273 | 0.4304 |  |  | 20 | 0 | -0.4497 | -0.4805 | 0.3367 | 0.5728 | 0 | 0 | 0 | 0 | 0 | 0 | 1453 | 91 | 92.55 | 50.82 | 78.19 | 642.8
3060 | 0.5013 | 870.5 | 1421 | 0.1016 | 1.22 | 0 | 7.333 | 3857 | 10.43 | 1.208 | 621 | 19.18 | 1 | 851.7 | 847.7 | 76.02 | 630.1 | 773.7 | 815.3 | 0 | 0 | 0 | 0 | 0 | -6.219 | 0.7899 | -1.321 | 1.22 | 96.78 | 1 | 1.651 | 0.3366 | 3.798 | 0.7743 | 3.554 | 0.1011 | 0.1066 | 13.4 | 19.5 | 19.49 | 19.5 | 260.7 | -273 | -273 | 0.4204 |  |  | 20 | 0 | -0.4041 | -0.4336 | 0.3723 | 0.6251 | 0 | 0 | 0 | 0 | 0 | 0 | 1421 | 88.76 | 90.3 | 49.26 | 76.02 | 644.8
3080 | 0.5077 | 860.9 | 1390 | 0.09939 | 1.221 | 0 | 7.17 | 3771 | 10.66 | 1.173 | 602.7 | 19.23 | 1 | 842.8 | 838.7 | 73.18 | 618.2 | 763.7 | 805.1 | 0 | 0 | 0 | 0 | 0 | -6.202 | 0.8012 | -1.319 | 1.221 | 93.56 | 1 | 1.628 | 0.3312 | 3.744 | 0.7616 | 3.526 | 0.1013 | 0.1066 | 13.1 | 19.5 | 19.49 | 19.5 | 260.4 | -273 | -273 | 0.4098 |  |  | 20 | 0 | -0.2413 | -0.2702 | 0.5616 | 0.8075 | 0 | 0 | 0 | 0 | 0 | 0 | 1390 | 85.72 | 87.23 | 47.32 | 73.18 | 646.8
3100 | 0.5134 | 851.6 | 1364 | 0.09756 | 1.221 | 0 | 7.025 | 3695 | 10.87 | 1.143 | 586.8 | 19.28 | 1 | 833.8 | 829.8 | 70.52 | 606.6 | 753.5 | 794.8 | 0 | 0 | 0 | 0 | 0 | -6.184 | 0.8109 | -1.318 | 1.222 | 90.51 | 1 | 1.609 | 0.3267 | 3.7 | 0.7514 | 3.498 | 0.1014 | 0.1066 | 12.86 | 19.51 | 19.49 | 19.51 | 260.1 | -273 | -273 | 0.401 |  |  | 20 | 0 | -0.1512 | -0.1799 | 0.683 | 0.8961 | 0 | 0 | 0 | 0 | 0 | 0 | 1364 | 82.85 | 84.33 | 45.52 | 70.52 | 648.8
3120 | 0.5195 | 842.1 | 1337 | 0.09558 | 1.222 | 0 | 6.886 | 3621 | 11.06 | 1.114 | 571.3 | 19.32 | 1 | 824.9 | 820.8 | 67.9 | 595.1 | 743.3 | 784.6 | 0 | 0 | 0 | 0 | 0 | -6.166 | 0.8204 | -1.316 | 1.222 | 87.5 | 1 | 1.59 | 0.3223 | 3.657 | 0.7413 | 3.47 | 0.1015 | 0.1066 | 12.6 | 19.51 | 19.5 | 19.51 | 259.7 | -273 | -273 | 0.3919 |  |  | 20 | 0 | -0.04045 | -0.06885 | 0.82 | 1.02 | 0 | 0 | 0 | 0 | 0 | 0 | 1337 | 80.01 | 81.47 | 43.76 | 67.9 | 650.7
3140 | 0.5262 | 832.4 | 1308 | 0.09353 | 1.222 | 0 | 6.74 | 3544 | 11.27 | 1.082 | 554.7 | 19.36 | 1 | 815.7 | 811.6 | 65.26 | 583.1 | 732.9 | 774.1 | 0 | 0 | 0 | 0 | 0 | -6.146 | 0.8309 | -1.314 | 1.223 | 84.47 | 1 | 1.57 | 0.3173 | 3.61 | 0.7297 | 3.44 | 0.1016 | 0.1067 | 12.33 | 19.51 | 19.5 | 19.51 | 259.3 | -273 | -273 | 0.3825 |  |  | 20 | 0 | 0.08064 | 0.05271 | 0.9719 | 1.16 | 0 | 0 | 0 | 0 | 0 | 0 | 1308 | 77.16 | 78.59 | 41.98 | 65.26 | 652.6
3160 | 0.534 | 821.4 | 1278 | 0.09143 | 1.224 | 0 | 6.587 | 3463 | 11.49 | 1.047 | 535.9 | 19.41 | 1 | 805.9 | 801.8 | 62.48 | 577 | 722.8 | 763.4 | 0 | 0 | 0 | 0 | 0 | -6.126 | 0.8418 | -1.313 | 1.218 | 81.13 | 1 | 1.549 | 0.3087 | 3.564 | 0.7101 | 3.414 | 0.1017 | 0.1067 | 12.05 | 19.52 | 19.5 | 19.52 | 258.8 | -273 | -273 | 0.3723 |  |  | 20 | 0 | 0.2507 | 0.2398 | 0.9171 | 1.22 | 0 | 0 | 0 | 0 | 0 | 0 | 1278 | 74.18 | 75.55 | 40.28 | 62.48 | 654.5
3180 | 0.5409 | 811.4 | 1249 | 0.0893 | 1.222 | 0 | 6.436 | 3384 | 11.71 | 1.015 | 518.9 | 19.46 | 1 | 796.3 | 792.3 | 59.96 | 565 | 712.9 | 752.9 | 0 | 0 | 0 | 0 | 0 | -6.116 | 0.8538 | -1.31 | 1.223 | 78.2 | 1 | 1.528 | 0.3032 | 3.514 | 0.6974 | 3.377 | 0.1018 | 0.1067 | 11.77 | 19.52 | 19.51 | 19.52 | 258.3 | -273 | -273 | 0.3633 |  |  | 20 | 0 | 0.3413 | 0.3181 | 1.192 | 1.404 | 0 | 0 | 0 | 0 | 0 | 0 | 1249 | 71.42 | 72.76 | 38.6 | 59.96 | 656.3
3200 | 0.5488 | 801 | 1219 | 0.08715 | 1.221 | 0 | 6.284 | 3303 | 11.93 | 0.9799 | 500.5 | 19.51 | 1 | 786.6 | 782.6 | 57.38 | 552.2 | 702 | 741.7 | 0 | 0 | 0 | 0 | 0 | -6.09 | 0.8662 | -1.307 | 1.222 | 75.22 | 1 | 1.506 | 0.297 | 3.463 | 0.6832 | 3.345 | 0.1019 | 0.1067 | 11.49 | 19.53 | 19.51 | 19.53 | 257.8 | -273 | -273 | 0.3539 |  |  | 20 | 0 | 0.4623 | 0.4389 | 1.37 | 1.559 | 0 | 0 | 0 | 0 | 0 | 0 | 1219 | 68.64 | 69.96 | 36.86 | 57.38 | 658
3220 | 0.557 | 790.4 | 1188 | 0.085 | 1.22 | 0 | 6.131 | 3222 | 12.15 | 0.9444 | 481.8 | 19.56 | 1 | 776.8 | 772.7 | 54.84 | 539.3 | 690.9 | 730.3 | 0 | 0 | 0 | 0 | 0 | -6.063 | 0.8792 | -1.304 | 1.222 | 72.29 | 1 | 1.484 | 0.2905 | 3.412 | 0.6682 | 3.312 | 0.102 | 0.1067 | 11.21 | 19.53 | 19.52 | 19.53 | 257.3 | -273 | -273 | 0.3445 |  |  | 20 | 0 | 0.583 | 0.56 | 1.538 | 1.71 | 0 | 0 | 0 | 0 | 0 | 0 | 1188 | 65.91 | 67.19 | 35.16 | 54.84 | 659.8
3240 | 0.5649 | 780 | 1161 | 0.08307 | 1.219 | 0 | 5.982 | 3144 | 12.36 | 0.9097 | 463.5 | 19.61 | 1 | 767 | 762.9 | 52.43 | 526.3 | 679.7 | 718.9 | 0 | 0 | 0 | 0 | 0 | -6.032 | 0.8922 | -1.3 | 1.22 | 69.48 | 1 | 1.462 | 0.284 | 3.363 | 0.6533 | 3.28 | 0.1021 | 0.1068 | 10.95 | 19.54 | 19.52 | 19.54 | 256.7 | -273 | -273 | 0.3361 |  |  | 20 | 0 | 0.6701 | 0.6477 | 1.673 | 1.813 | 0 | 0 | 0 | 0 | 0 | 0 | 1161 | 63.3 | 64.56 | 33.53 | 52.43 | 661.4
3260 | 0.5717 | 774.3 | 1136 | 0.08128 | 1.216 | 0 | 5.861 | 3080 | 12.53 | 0.8784 | 446.9 | 19.65 | 1 | 760.4 | 756.3 | 51.02 | 516.1 | 670.9 | 710.4 | 0 | 0 | 0 | 0 | 0 | -6.006 | 0.9057 | -1.296 | 1.218 | 67.97 | 1 | 1.44 | 0.2774 | 3.312 | 0.6381 | 3.261 | 0.1022 | 0.1068 | 10.72 | 19.54 | 19.53 | 19.54 | 256.2 | -273 | -273 | 0.3289 |  |  | 20 | 0 | 0.4711 | 0.4468 | 1.544 | 1.602 | 0 | 0 | 0 | 0 | 0 | 0 | 1136 | 61.88 | 63.12 | 32.53 | 51.02 | 663.1
3280 | 0.5799 | 765.6 | 1109 | 0.07936 | 1.214 | 0 | 5.728 | 3009 | 12.72 | 0.8458 | 429.7 | 19.7 | 1 | 752.5 | 748.4 | 49.05 | 505.1 | 661.5 | 701 | 0 | 0 | 0 | 0 | 0 | -5.978 | 0.9192 | -1.292 | 1.216 | 65.7 | 1 | 1.419 | 0.2705 | 3.264 | 0.6222 | 3.233 | 0.1023 | 0.1068 | 10.46 | 19.55 | 19.53 | 19.55 | 255.5 | -273 | -273 | 0.3209 |  |  | 20 | 0 | 0.5984 | 0.5758 | 1.672 | 1.756 | 0 | 0 | 0 | 0 | 0 | 0 | 1109 | 59.79 | 61 | 31.21 | 49.05 | 664.7
3300 | 0.5885 | 756.2 | 1082 | 0.0774 | 1.211 | 0 | 5.591 | 2937 | 12.92 | 0.812 | 411.8 | 19.75 | 1 | 743.9 | 739.8 | 47.01 | 493.3 | 651.5 | 690.7 | 0 | 0 | 0 | 0 | 0 | -5.946 | 0.9333 | -1.287 | 1.214 | 63.34 | 1 | 1.398 | 0.2633 | 3.214 | 0.6056 | 3.203 | 0.1024 | 0.1068 | 10.2 | 19.55 | 19.53 | 19.55 | 254.9 | -273 | -273 | 0.3128 |  |  | 20 | 0 | 0.7055 | 0.6841 | 1.805 | 1.887 | 0 | 0 | 0 | 0 | 0 | 0 | 1082 | 57.61 | 58.8 | 29.85 | 47.01 | 666.3
3320 | 0.6013 | 742.7 | 1054 | 0.0754 | 1.216 | 0 | 5.447 | 2861 | 13.12 | 0.7824 | 396.2 | 19.79 | 1 | 734.2 | 730.1 | 44.24 | 479.1 | 640.7 | 679.7 | 0 | 0 | 0 | 0 | 0 | -5.916 | 0.9456 | -1.28 | 1.214 | 60.03 | 1 | 1.379 | 0.2581 | 3.173 | 0.5936 | 3.154 | 0.1025 | 0.1068 | 9.942 | 19.56 | 19.54 | 19.56 | 254.2 | -273 | -273 | 0.3028 |  |  | 20 | 0 | 1.404 | 1.386 | 2.324 | 2.708 | 0 | 0 | 0 | 0 | 0 | 0 | 1054 | 54.54 | 55.68 | 28.1 | 44.24 | 667.8
3340 | 0.609 | 726.9 | 1026 | 0.07339 | 1.208 | 0 | 5.302 | 2784 | 13.33 | 0.7457 | 376.8 | 19.84 | 1 | 719.3 | 715.4 | 41.36 | 468.7 | 627 | 663.8 | 0 | 0 | 0 | 0 | 0 | -5.878 | 0.9564 | -1.279 | 1.211 | 56.37 | 1 | 1.364 | 0.2489 | 3.137 | 0.5725 | 3.111 | 0.1026 | 0.1068 | 9.676 | 19.56 | 19.55 | 19.56 | 253.6 | -273 | -273 | 0.2959 |  |  | 20 | 0 | 1.377 | 1.367 | 2.387 | 2.582 | 0 | 0 | 0 | 0 | 0 | 0 | 1026 | 51.33 | 52.38 | 26.27 | 41.36 | 669.3
3360 | 0.6193 | 715 | 997.6 | 0.07137 | 1.204 | 0 | 5.164 | 2711 | 13.53 | 0.7113 | 358.6 | 19.89 | 1 | 708.1 | 704.3 | 39.13 | 454.6 | 614.6 | 650.8 | 0 | 0 | 0 | 0 | 0 | -5.833 | 0.9703 | -1.274 | 1.208 | 53.7 | 1 | 1.344 | 0.2415 | 3.092 | 0.5555 | 3.072 | 0.1027 | 0.1069 | 9.41 | 19.57 | 19.55 | 19.57 | 252.9 | -273 | -273 | 0.2878 |  |  | 20 | 0 | 1.439 | 1.429 | 2.537 | 2.695 | 0 | 0 | 0 | 0 | 0 | 0 | 997.6 | 48.88 | 49.9 | 24.81 | 39.13 | 670.7
3380 | 0.63 | 703.4 | 969.2 | 0.06934 | 1.2 | 0 | 5.025 | 2638 | 13.73 | 0.6759 | 339.9 | 19.94 | 1 | 697.5 | 693.6 | 37.04 | 440.7 | 602.5 | 638.2 | 0 | 0 | 0 | 0 | 0 | -5.785 | 0.9856 | -1.268 | 1.204 | 51.19 | 1 | 1.323 | 0.2334 | 3.044 | 0.5368 | 3.033 | 0.1028 | 0.1069 | 9.143 | 19.58 | 19.56 | 19.58 | 252.1 | -273 | -273 | 0.2799 |  |  | 20 | 0 | 1.519 | 1.509 | 2.674 | 2.813 | 0 | 0 | 0 | 0 | 0 | 0 | 969.2 | 46.58 | 47.57 | 23.43 | 37.04 | 672.1
3400 | 0.6412 | 691.8 | 940.9 | 0.06732 | 1.195 | 0 | 4.886 | 2564 | 13.93 | 0.6399 | 320.9 | 19.99 | 1 | 687 | 683.2 | 35.03 | 426.8 | 590.4 | 625.7 | 0 | 0 | 0 | 0 | 0 | -5.734 | 1.002 | -1.261 | 1.2 | 48.79 | 1 | 1.302 | 0.2247 | 2.995 | 0.5168 | 2.995 | 0.1029 | 0.1069 | 8.877 | 19.58 | 19.56 | 19.58 | 251.4 | -273 | -273 | 0.2722 |  |  | 20 | 0 | 1.604 | 1.595 | 2.806 | 2.934 | 0 | 0 | 0 | 0 | 0 | 0 | 940.9 | 44.4 | 45.34 | 22.11 | 35.03 | 673.5
3420 | 0.6505 | 681.2 | 918.8 | 0.06576 | 1.191 | 0 | 4.765 | 2501 | 14.1 | 0.6092 | 304.7 | 20.04 | 1 | 677.1 | 673.3 | 33.28 | 414 | 578.8 | 613.7 | 0 | 0 | 0 | 0 | 0 | -5.683 | 1.016 | -1.255 | 1.195 | 46.65 | 1 | 1.284 | 0.2174 | 2.953 | 0.5 | 2.96 | 0.103 | 0.1069 | 8.671 | 19.59 | 19.57 | 19.59 | 250.6 | -273 | -273 | 0.2661 |  |  | 20 | 0 | 1.633 | 1.625 | 2.876 | 2.972 | 0 | 0 | 0 | 0 | 0 | 0 | 918.8 | 42.46 | 43.37 | 20.96 | 33.28 | 674.8
3440 | 0.6594 | 675.4 | 895.2 | 0.06407 | 1.184 | 0 | 4.659 | 2445 | 14.25 | 0.5789 | 288.6 | 20.08 | 1 | 670.1 | 666.4 | 32.23 | 403.1 | 569.1 | 604.2 | 0 | 0 | 0 | 0 | 0 | -5.634 | 1.033 | -1.248 | 1.189 | 45.5 | 1 | 1.263 | 0.2093 | 2.905 | 0.4814 | 2.938 | 0.103 | 0.1069 | 8.448 | 19.6 | 19.58 | 19.6 | 249.8 | -273 | -273 | 0.2602 |  |  | 20 | 0 | 1.39 | 1.381 | 2.746 | 2.735 | 0 | 0 | 0 | 0 | 0 | 0 | 895.2 | 41.41 | 42.3 | 20.23 | 32.23 | 676.1
3460 | 0.6704 | 666.3 | 870.5 | 0.0623 | 1.179 | 0 | 4.539 | 2381 | 14.42 | 0.5461 | 271.3 | 20.13 | 1 | 662.2 | 658.5 | 30.76 | 391.7 | 559.5 | 594.4 | 0 | 0 | 0 | 0 | 0 | -5.585 | 1.05 | -1.24 | 1.184 | 43.74 | 1 | 1.242 | 0.2001 | 2.857 | 0.4603 | 2.905 | 0.1031 | 0.1069 | 8.215 | 19.61 | 19.58 | 19.61 | 248.9 | -273 | -273 | 0.2536 |  |  | 20 | 0 | 1.502 | 1.495 | 2.838 | 2.879 | 0 | 0 | 0 | 0 | 0 | 0 | 870.5 | 39.85 | 40.7 | 19.27 | 30.76 | 677.4
3480 | 0.6818 | 656.3 | 845.2 | 0.06049 | 1.172 | 0 | 4.417 | 2317 | 14.59 | 0.5132 | 253.9 | 20.17 | 1 | 653.5 | 649.8 | 29.22 | 379.6 | 549.2 | 583.6 | 0 | 0 | 0 | 0 | 0 | -5.529 | 1.068 | -1.231 | 1.178 | 41.88 | 1 | 1.222 | 0.1908 | 2.81 | 0.4388 | 2.869 | 0.1032 | 0.1069 | 7.976 | 19.61 | 19.59 | 19.61 | 248.1 | -273 | -273 | 0.247 |  |  | 20 | 0 | 1.598 | 1.594 | 2.95 | 3.002 | 0 | 0 | 0 | 0 | 0 | 0 | 845.2 | 38.19 | 39.01 | 18.27 | 29.22 | 678.6
3500 | 0.6942 | 644.9 | 819.6 | 0.05867 | 1.166 | 0 | 4.29 | 2249 | 14.78 | 0.4757 | 234.1 | 20.23 | 1 | 643.8 | 640.3 | 27.6 | 373.7 | 539.7 | 573 | 0 | 0 | 0 | 0 | 0 | -5.5 | 1.086 | -1.223 | 1.171 | 39.82 | 1 | 1.201 | 0.1775 | 2.762 | 0.4083 | 2.832 | 0.1033 | 0.1069 | 7.735 | 19.62 | 19.6 | 19.62 | 247.2 | -273 | -273 | 0.2402 |  |  | 20 | 0 | 1.727 | 1.73 | 2.933 | 3.036 | 0 | 0 | 0 | 0 | 0 | 0 | 819.6 | 36.41 | 37.18 | 17.28 | 27.6 | 679.8
3520 | 0.7067 | 634.5 | 793.9 | 0.05683 | 1.158 | 0 | 4.168 | 2185 | 14.95 | 0.4428 | 216.8 | 20.28 | 1 | 634.6 | 631.2 | 26.12 | 361.4 | 529.4 | 562 | 0 | 0 | 0 | 0 | 0 | -5.437 | 1.105 | -1.213 | 1.164 | 38.01 | 1 | 1.18 | 0.1676 | 2.714 | 0.3854 | 2.793 | 0.1033 | 0.1069 | 7.493 | 19.63 | 19.61 | 19.63 | 246.3 | -273 | -273 | 0.2338 |  |  | 20 | 0 | 1.797 | 1.802 | 3.077 | 3.178 | 0 | 0 | 0 | 0 | 0 | 0 | 793.9 | 34.8 | 35.53 | 16.32 | 26.12 | 681
3540 | 0.7198 | 623.9 | 768.2 | 0.055 | 1.149 | 0 | 4.047 | 2121 | 15.12 | 0.4091 | 198.9 | 20.32 | 1 | 625.3 | 622 | 24.67 | 348.6 | 518.7 | 550.7 | 0 | 0 | 0 | 0 | 0 | -5.368 | 1.125 | -1.202 | 1.156 | 36.22 | 1 | 1.159 | 0.157 | 2.666 | 0.361 | 2.753 | 0.1034 | 0.1069 | 7.252 | 19.64 | 19.61 | 19.64 | 245.4 | -273 | -273 | 0.2274 |  |  | 20 | 0 | 1.873 | 1.879 | 3.2 | 3.299 | 0 | 0 | 0 | 0 | 0 | 0 | 768.2 | 33.23 | 33.92 | 15.38 | 24.67 | 682.1
3560 | 0.7333 | 613.2 | 742.6 | 0.05317 | 1.139 | 0 | 3.926 | 2057 | 15.3 | 0.3754 | 181.1 | 20.37 | 1 | 616 | 612.8 | 23.27 | 335.7 | 507.8 | 539.2 | 0 | 0 | 0 | 0 | 0 | -5.294 | 1.146 | -1.191 | 1.147 | 34.48 | 1 | 1.138 | 0.146 | 2.617 | 0.3357 | 2.713 | 0.1035 | 0.1069 | 7.011 | 19.65 | 19.62 | 19.65 | 244.5 | -273 | -273 | 0.2211 |  |  | 20 | 0 | 1.946 | 1.955 | 3.313 | 3.413 | 0 | 0 | 0 | 0 | 0 | 0 | 742.6 | 31.71 | 32.35 | 14.47 | 23.27 | 683.2
3580 | 0.7472 | 602.5 | 717.1 | 0.05135 | 1.129 | 0 | 3.807 | 1994 | 15.47 | 0.3419 | 163.4 | 20.42 | 1 | 606.8 | 603.6 | 21.92 | 322.8 | 496.9 | 527.6 | 0 | 0 | 0 | 0 | 0 | -5.215 | 1.168 | -1.179 | 1.137 | 32.8 | 1 | 1.117 | 0.1346 | 2.568 | 0.3096 | 2.671 | 0.1036 | 0.1069 | 6.771 | 19.66 | 19.63 | 19.66 | 243.5 | -273 | -273 | 0.2149 |  |  | 20 | 0 | 2.015 | 2.028 | 3.418 | 3.519 | 0 | 0 | 0 | 0 | 0 | 0 | 717.1 | 30.24 | 30.84 | 13.6 | 21.92 | 684.2
3600 | 0.7616 | 591.8 | 691.8 | 0.04954 | 1.118 | 0 | 3.689 | 1932 | 15.64 | 0.3093 | 146.2 | 20.47 | 1 | 597.6 | 594.6 | 20.63 | 309.5 | 486 | 516 | 0 | 0 | 0 | 0 | 0 | -5.128 | 1.191 | -1.166 | 1.127 | 31.18 | 1 | 1.095 | 0.1232 | 2.519 | 0.2833 | 2.628 | 0.1036 | 0.1069 | 6.532 | 19.67 | 19.64 | 19.67 | 242.5 | -273 | -273 | 0.2089 |  |  | 20 | 0 | 2.075 | 2.092 | 3.518 | 3.621 | 0 | 0 | 0 | 0 | 0 | 0 | 691.8 | 28.86 | 29.41 | 12.76 | 20.63 | 685.2
3620 | 0.773 | 582 | 672.9 | 0.04821 | 1.109 | 0 | 3.588 | 1879 | 15.78 | 0.2816 | 131.6 | 20.51 | 1 | 588.8 | 585.9 | 19.52 | 297.6 | 475.4 | 504.9 | 0 | 0 | 0 | 0 | 0 | -5.043 | 1.21 | -1.156 | 1.117 | 29.76 | 1 | 1.078 | 0.1133 | 2.479 | 0.2605 | 2.591 | 0.1037 | 0.1069 | 6.357 | 19.68 | 19.65 | 19.68 | 241.5 | -273 | -273 | 0.2045 |  |  | 20 | 0 | 2.087 | 2.106 | 3.564 | 3.642 | 0 | 0 | 0 | 0 | 0 | 0 | 672.9 | 27.62 | 28.13 | 12.05 | 19.52 | 686.2
3640 | 0.7832 | 576.8 | 652.6 | 0.04676 | 1.097 | 0 | 3.502 | 1833 | 15.9 | 0.2561 | 118.1 | 20.54 | 1 | 582.2 | 579.4 | 18.87 | 287.3 | 466.1 | 495.3 | 0 | 0 | 0 | 0 | 0 | -4.962 | 1.233 | -1.146 | 1.106 | 28.99 | 1 | 1.058 | 0.1035 | 2.434 | 0.2381 | 2.567 | 0.1038 | 0.1069 | 6.165 | 19.69 | 19.66 | 19.69 | 240.5 | -273 | -273 | 0.2003 |  |  | 20 | 0 | 1.819 | 1.838 | 3.452 | 3.412 | 0 | 0 | 0 | 0 | 0 | 0 | 652.6 | 26.99 | 27.48 | 11.61 | 18.87 | 687.1
3660 | 0.7977 | 569 | 631.2 | 0.04523 | 1.087 | 0 | 3.407 | 1783 | 16.04 | 0.2294 | 104 | 20.58 | 1 | 576 | 573.3 | 17.99 | 277.2 | 457.6 | 486.8 | 0 | 0 | 0 | 0 | 0 | -4.887 | 1.256 | -1.131 | 1.096 | 27.91 | 1 | 1.039 | 0.09286 | 2.389 | 0.2136 | 2.53 | 0.1038 | 0.1069 | 5.963 | 19.7 | 19.67 | 19.7 | 239.4 | -273 | -273 | 0.1951 |  |  | 20 | 0 | 1.909 | 1.931 | 3.488 | 3.507 | 0 | 0 | 0 | 0 | 0 | 0 | 631.2 | 26.08 | 26.52 | 11.05 | 17.99 | 688.1
3680 | 0.8124 | 558.9 | 609.2 | 0.04366 | 1.075 | 0 | 3.302 | 1727 | 16.19 | 0.1969 | 86.79 | 20.63 | 1 | 567.8 | 565.4 | 16.95 | 271.6 | 449.4 | 477.7 | 0 | 0 | 0 | 0 | 0 | -4.838 | 1.28 | -1.118 | 1.085 | 26.54 | 1 | 1.019 | 0.07832 | 2.343 | 0.1801 | 2.492 | 0.1039 | 0.1069 | 5.756 | 19.71 | 19.68 | 19.71 | 238.3 | -273 | -273 | 0.1899 |  |  | 20 | 0 | 2.014 | 2.042 | 3.462 | 3.524 | 0 | 0 | 0 | 0 | 0 | 0 | 609.2 | 24.94 | 25.33 | 10.41 | 16.95 | 688.9
3700 | 0.8273 | 549.6 | 587 | 0.04206 | 1.061 | 0 | 3.203 | 1675 | 16.33 | 0.1697 | 72.46 | 20.67 | 1 | 560 | 557.7 | 16.01 | 260.6 | 440.3 | 467.9 | 0 | 0 | 0 | 0 | 0 | -4.746 | 1.305 | -1.103 | 1.072 | 25.32 | 1 | 0.9992 | 0.06677 | 2.298 | 0.1536 | 2.45 | 0.1039 | 0.1069 | 5.546 | 19.72 | 19.69 | 19.72 | 237.2 | -273 | -273 | 0.1849 |  |  | 20 | 0 | 2.06 | 2.091 | 3.547 | 3.615 | 0 | 0 | 0 | 0 | 0 | 0 | 587 | 23.92 | 24.26 | 9.817 | 16.01 | 689.8
3720 | 0.8429 | 540.3 | 564.6 | 0.04046 | 1.047 | 0 | 3.105 | 1623 | 16.47 | 0.1429 | 58.29 | 20.7 | 1 | 552.2 | 550 | 15.1 | 249.1 | 430.9 | 457.9 | 0 | 0 | 0 | 0 | 0 | -4.642 | 1.332 | -1.087 | 1.059 | 24.14 | 1 | 0.9794 | 0.05494 | 2.253 | 0.1264 | 2.406 | 0.104 | 0.1069 | 5.335 | 19.73 | 19.7 | 19.73 | 236.1 | -273 | -273 | 0.18 |  |  | 20 | 0 | 2.101 | 2.138 | 3.623 | 3.696 | 0 | 0 | 0 | 0 | 0 | 0 | 564.6 | 22.93 | 23.23 | 9.233 | 15.1 | 690.6
3740 | 0.8589 | 530.8 | 542.2 | 0.03886 | 1.032 | 0 | 3.007 | 1571 | 16.61 | 0.1165 | 44.31 | 20.74 | 1 | 544.3 | 542.4 | 14.22 | 237.6 | 421.4 | 447.8 | 0 | 0 | 0 | 0 | 0 | -4.534 | 1.36 | -1.07 | 1.045 | 22.98 | 1 | 0.9594 | 0.04275 | 2.207 | 0.09833 | 2.36 | 0.1041 | 0.1069 | 5.124 | 19.75 | 19.71 | 19.74 | 235 | -273 | -273 | 0.1751 |  |  | 20 | 0 | 2.138 | 2.179 | 3.689 | 3.763 | 0 | 0 | 0 | 0 | 0 | 0 | 542.2 | 21.99 | 22.24 | 8.673 | 14.22 | 691.4
3760 | 0.8757 | 521.4 | 519.8 | 0.03727 | 1.015 | 0 | 2.91 | 1520 | 16.75 | 0.09067 | 30.68 | 20.78 | 1 | 536.5 | 534.7 | 13.37 | 226.3 | 412 | 437.7 | 0 | 0 | 0 | 0 | 0 | -4.419 | 1.389 | -1.052 | 1.029 | 21.86 | 1 | 0.9394 | 0.03033 | 2.161 | 0.06975 | 2.314 | 0.1041 | 0.1069 | 4.914 | 19.76 | 19.72 | 19.76 | 233.8 | -273 | -273 | 0.1703 |  |  | 20 | 0 | 2.178 | 2.224 | 3.749 | 3.825 | 0 | 0 | 0 | 0 | 0 | 0 | 519.8 | 21.07 | 21.27 | 8.141 | 13.37 | 692.2
3780 | 0.8929 | 512.1 | 497.6 | 0.03568 | 0.9982 | 0 | 2.815 | 1470 | 16.88 | 0.06629 | 17.8 | 20.81 | 1 | 528.8 | 527.2 | 12.57 | 214.9 | 402.6 | 427.8 | 0 | 0 | 0 | 0 | 0 | -4.297 | 1.419 | -1.034 | 1.012 | 20.8 | 1 | 0.9193 | 0.01808 | 2.114 | 0.04157 | 2.266 | 0.1042 | 0.1069 | 4.705 | 19.77 | 19.73 | 19.77 | 232.6 | -273 | -273 | 0.1656 |  |  | 20 | 0 | 2.207 | 2.257 | 3.801 | 3.877 | 0 | 0 | 0 | 0 | 0 | 0 | 497.6 | 20.2 | 20.36 | 7.633 | 12.57 | 692.9
3800 | 0.9112 | 509.1 | 475.5 | 0.03411 | 0.9805 | 0 | 2.716 | 1418 | 17.03 | 0.03606 | 1.827 | 20.86 | 1 | 524.8 | 523.3 | 14.79 | 212.4 | 403.5 | 435.6 | 0 | 0 | 0 | 0 | 0 | -4.25 | 1.465 | -1.019 | 0.995 | 20.4 | 1 | 0.8903 | 0.002021 | 2.048 | 0.004648 | 2.244 | 0.1042 | 0.1069 | 4.497 | 19.78 | 19.74 | 19.78 | 231.4 | -273 | -273 | 0.1608 |  |  | 20 | 0 | 1.904 | 1.948 | 2.957 | 2.393 | 0 | 0 | 0 | 0 | 0 | 0 | 475.5 | 20.05 | 20.2 | 8.276 | 14.79 | 693.6
3820 | 0.9391 | 502.3 | 453.7 | 0.03255 | 0.9697 | 0 | 2.62 | 1367 | 17.16 | 0.03301 | 0.2152 | 20.86 | 1 | 519.1 | 517.7 | 14.04 | 210.1 | 399.4 | 431.5 | 0 | 0 | 0 | 0 | 0 | -4.208 | 1.506 | -1.006 | 0.981 | 19.6 | 1 | 0.866 | 0.0003922 | 1.992 | 0.000902 | 2.196 | 0.1043 | 0.1069 | 4.292 | 19.8 | 19.75 | 19.8 | 230.2 | -273 | -273 | 0.1551 |  |  | 20 | 0 | 1.99 | 2.028 | 2.995 | 2.663 | 0 | 0 | 0 | 0 | 0 | 0 | 453.7 | 19.3 | 19.43 | 7.964 | 14.04 | 694.3
3840 | 0.9665 | 494.6 | 432.1 | 0.03101 | 0.9562 | 0 | 2.532 | 1320 | 17.29 | 0.03281 | 0.1112 | 20.86 | 1 | 512.5 | 511.1 | 13.25 | 208.7 | 394.3 | 425.6 | 0 | 0 | 0 | 0 | 0 | -4.183 | 1.544 | -0.9904 | 0.9677 | 18.71 | 1 | 0.8451 | 0.0002872 | 1.944 | 0.0006607 | 2.143 | 0.1044 | 0.1069 | 4.089 | 19.81 | 19.77 | 19.81 | 229 | -273 | -273 | 0.1498 |  |  | 20 | 0 | 2.063 | 2.093 | 3.012 | 2.791 | 0 | 0 | 0 | 0 | 0 | 0 | 432.1 | 18.43 | 18.56 | 7.617 | 13.25 | 694.9
3860 | 0.9941 | 486.7 | 410.8 | 0.02949 | 0.9409 | 0 | 2.449 | 1277 | 17.41 | 0.0328 | 0.1037 | 20.86 | 1 | 505.6 | 504.2 | 12.51 | 207.1 | 388.7 | 419 | 0 | 0 | 0 | 0 | 0 | -4.158 | 1.58 | -0.9736 | 0.9528 | 17.86 | 1 | 0.8258 | 0.0002806 | 1.899 | 0.0006454 | 2.085 | 0.1045 | 0.1069 | 3.888 | 19.82 | 19.78 | 19.82 | 227.7 | -273 | -273 | 0.1448 |  |  | 20 | 0 | 2.126 | 2.154 | 3.029 | 2.879 | 0 | 0 | 0 | 0 | 0 | 0 | 410.8 | 17.6 | 17.73 | 7.281 | 12.51 | 695.5
3880 | 1.022 | 478.7 | 391.5 | 0.02814 | 0.9266 | 0 | 2.37 | 1235 | 17.52 | 0.0328 | 0.1031 | 20.86 | 1 | 498.5 | 497.1 | 11.81 | 205.3 | 383 | 412.1 | 0 | 0 | 0 | 0 | 0 | -4.129 | 1.615 | -0.9562 | 0.9356 | 17.04 | 1 | 0.8078 | 0.0002811 | 1.858 | 0.0006464 | 2.027 | 0.1046 | 0.1069 | 3.71 | 19.84 | 19.79 | 19.84 | 226.4 | -273 | -273 | 0.1403 |  |  | 20 | 0 | 2.176 | 2.201 | 3.04 | 2.933 | 0 | 0 | 0 | 0 | 0 | 0 | 391.5 | 16.79 | 16.92 | 6.954 | 11.81 | 696.1
3900 | 1.039 | 476.5 | 376.6 | 0.02706 | 0.9117 | 0 | 2.312 | 1204 | 17.6 | 0.0328 | 0.1031 | 20.86 | 1 | 494.1 | 492.7 | 11.5 | 203.9 | 378.1 | 406.7 | 0 | 0 | 0 | 0 | 0 | -4.105 | 1.65 | -0.9435 | 0.9229 | 16.77 | 1 | 0.7906 | 0.0002819 | 1.818 | 0.0006483 | 1.995 | 0.1046 | 0.1069 | 3.568 | 19.85 | 19.81 | 19.85 | 225.1 | -273 | -273 | 0.1371 |  |  | 20 | 0 | 1.933 | 1.954 | 2.928 | 2.766 | 0 | 0 | 0 | 0 | 0 | 0 | 376.6 | 16.53 | 16.66 | 6.825 | 11.5 | 696.6
3920 | 1.065 | 470.6 | 359 | 0.0258 | 0.8957 | 0 | 2.251 | 1172 | 17.69 | 0.0328 | 0.1031 | 20.86 | 1 | 489.1 | 487.7 | 10.95 | 202.3 | 373.3 | 401.2 | 0 | 0 | 0 | 0 | 0 | -4.085 | 1.682 | -0.9251 | 0.9071 | 16.16 | 1 | 0.7756 | 0.0002828 | 1.784 | 0.0006504 | 1.94 | 0.1047 | 0.1069 | 3.402 | 19.87 | 19.82 | 19.87 | 223.8 | -273 | -273 | 0.1331 |  |  | 20 | 0 | 2.001 | 2.021 | 2.922 | 2.813 | 0 | 0 | 0 | 0 | 0 | 0 | 359 | 15.93 | 16.07 | 6.569 | 10.95 | 697.2
3940 | 1.091 | 463.7 | 340.9 | 0.02451 | 0.8773 | 0 | 2.187 | 1138 | 17.78 | 0.0328 | 0.1031 | 20.86 | 1 | 483.1 | 481.7 | 10.38 | 200.6 | 368.1 | 395 | 0 | 0 | 0 | 0 | 0 | -4.061 | 1.716 | -0.9056 | 0.8894 | 15.49 | 1 | 0.7603 | 0.0002838 | 1.749 | 0.0006528 | 1.882 | 0.1047 | 0.1069 | 3.231 | 19.88 | 19.83 | 19.88 | 222.5 | -273 | -273 | 0.1291 |  |  | 20 | 0 | 2.057 | 2.075 | 2.93 | 2.854 | 0 | 0 | 0 | 0 | 0 | 0 | 340.9 | 15.27 | 15.41 | 6.287 | 10.38 | 697.7
3960 | 1.12 | 456.5 | 322.1 | 0.02316 | 0.8565 | 0 | 2.121 | 1103 | 17.88 | 0.0328 | 0.1031 | 20.86 | 1 | 476.9 | 475.4 | 9.792 | 198.7 | 362.7 | 388.6 | 0 | 0 | 0 | 0 | 0 | -4.036 | 1.752 | -0.8839 | 0.8696 | 14.8 | 1 | 0.7445 | 0.0002849 | 1.712 | 0.0006554 | 1.82 | 0.1048 | 0.1069 | 3.054 | 19.9 | 19.85 | 19.9 | 221.1 | -273 | -273 | 0.1249 |  |  | 20 | 0 | 2.111 | 2.126 | 2.942 | 2.895 | 0 | 0 | 0 | 0 | 0 | 0 | 322.1 | 14.59 | 14.72 | 5.992 | 9.792 | 698.1
3980 | 1.15 | 449 | 302.8 | 0.02178 | 0.8335 | 0 | 2.053 | 1068 | 17.97 | 0.0328 | 0.1031 | 20.86 | 1 | 470.4 | 468.9 | 9.21 | 196.8 | 357.2 | 382.1 | 0 | 0 | 0 | 0 | 0 | -4.011 | 1.791 | -0.86 | 0.8475 | 14.11 | 1 | 0.7282 | 0.0002861 | 1.675 | 0.000658 | 1.753 | 0.1049 | 0.1069 | 2.872 | 19.92 | 19.86 | 19.91 | 219.8 | -273 | -273 | 0.1207 |  |  | 20 | 0 | 2.163 | 2.176 | 2.957 | 2.934 | 0 | 0 | 0 | 0 | 0 | 0 | 302.8 | 13.92 | 14.04 | 5.694 | 9.21 | 698.6
4000 | 1.182 | 441.4 | 283.3 | 0.02039 | 0.8083 | 0 | 1.985 | 1032 | 18.07 | 0.0328 | 0.1031 | 20.86 | 1 | 463.8 | 462.3 | 8.636 | 194.9 | 351.6 | 375.4 | 0 | 0 | 0 | 0 | 0 | -3.986 | 1.834 | -0.8339 | 0.8232 | 13.42 | 1 | 0.7114 | 0.0002873 | 1.636 | 0.0006608 | 1.682 | 0.1049 | 0.1069 | 2.688 | 19.93 | 19.88 | 19.93 | 218.4 | -273 | -273 | 0.1165 |  |  | 20 | 0 | 2.212 | 2.224 | 2.972 | 2.971 | 0 | 0 | 0 | 0 | 0 | 0 | 283.3 | 13.25 | 13.37 | 5.394 | 8.636 | 699
4020 | 1.216 | 433.8 | 263.6 | 0.01898 | 0.7809 | 0 | 1.917 | 995.5 | 18.17 | 0.0328 | 0.1031 | 20.86 | 1 | 457.2 | 455.6 | 8.073 | 192.9 | 345.9 | 368.7 | 0 | 0 | 0 | 0 | 0 | -3.96 | 1.879 | -0.8056 | 0.7967 | 12.75 | 1 | 0.6942 | 0.0002885 | 1.597 | 0.0006636 | 1.608 | 0.105 | 0.1069 | 2.502 | 19.95 | 19.89 | 19.95 | 217 | -273 | -273 | 0.1123 |  |  | 20 | 0 | 2.259 | 2.27 | 2.987 | 3.006 | 0 | 0 | 0 | 0 | 0 | 0 | 263.6 | 12.59 | 12.71 | 5.094 | 8.073 | 699.4
4040 | 1.252 | 424.1 | 243.8 | 0.01757 | 0.7516 | 0 | 1.847 | 958.6 | 18.27 | 0.0328 | 0.1031 | 20.86 | 1 | 449.2 | 447.9 | 7.459 | 191.6 | 342.8 | 362.2 | 0 | 0 | 0 | 0 | 0 | -3.944 | 1.924 | -0.7753 | 0.7676 | 11.96 | 1 | 0.6781 | 0.0002893 | 1.56 | 0.0006653 | 1.527 | 0.1051 | 0.1069 | 2.316 | 19.97 | 19.91 | 19.96 | 215.6 | -273 | -273 | 0.108 |  |  | 20 | 0 | 2.372 | 2.393 | 2.826 | 3.002 | 0 | 0 | 0 | 0 | 0 | 0 | 243.8 | 11.81 | 11.89 | 5.188 | 7.459 | 699.8
4060 | 1.289 | 416.6 | 224 | 0.01615 | 0.7193 | 0 | 1.778 | 922.2 | 18.36 | 0.0328 | 0.1031 | 20.86 | 1 | 442.4 | 441 | 6.936 | 189.8 | 337.3 | 355.6 | 0 | 0 | 0 | 0 | 0 | -3.922 | 1.976 | -0.7424 | 0.7368 | 11.33 | 1 | 0.66 | 0.0002905 | 1.518 | 0.000668 | 1.447 | 0.1051 | 0.1069 | 2.129 | 19.99 | 19.93 | 19.98 | 214.2 | -273 | -273 | 0.1037 |  |  | 20 | 0 | 2.387 | 2.403 | 2.904 | 3.037 | 0 | 0 | 0 | 0 | 0 | 0 | 224 | 11.19 | 11.27 | 4.816 | 6.936 | 700.1
4080 | 1.329 | 409 | 204.2 | 0.01474 | 0.6845 | 0 | 1.709 | 885.6 | 18.46 | 0.0328 | 0.1031 | 20.86 | 1 | 435.6 | 434.2 | 6.426 | 187.7 | 331.5 | 348.9 | 0 | 0 | 0 | 0 | 0 | -3.897 | 2.034 | -0.7068 | 0.703 | 10.71 | 1 | 0.6414 | 0.0002917 | 1.475 | 0.000671 | 1.362 | 0.1052 | 0.1069 | 1.943 | 20 | 19.94 | 20 | 212.8 | -273 | -273 | 0.09947 |  |  | 20 | 0 | 2.415 | 2.427 | 2.95 | 3.069 | 0 | 0 | 0 | 0 | 0 | 0 | 204.2 | 10.59 | 10.66 | 4.472 | 6.426 | 700.4
4100 | 1.37 | 401.4 | 184.4 | 0.01332 | 0.6468 | 0 | 1.639 | 848.9 | 18.56 | 0.0328 | 0.1031 | 20.86 | 1 | 428.9 | 427.5 | 5.93 | 185.7 | 325.7 | 342.2 | 0 | 0 | 0 | 0 | 0 | -3.872 | 2.096 | -0.6684 | 0.6664 | 10.11 | 1 | 0.6223 | 0.000293 | 1.431 | 0.000674 | 1.275 | 0.1053 | 0.1069 | 1.757 | 20.02 | 19.96 | 20.02 | 211.4 | -273 | -273 | 0.09518 |  |  | 20 | 0 | 2.445 | 2.454 | 2.983 | 3.097 | 0 | 0 | 0 | 0 | 0 | 0 | 184.4 | 9.991 | 10.06 | 4.144 | 5.93 | 700.7
4120 | 1.413 | 393.9 | 164.7 | 0.01192 | 0.6061 | 0 | 1.569 | 811.8 | 18.66 | 0.0328 | 0.1031 | 20.86 | 1 | 422.3 | 420.7 | 5.449 | 183.6 | 319.9 | 335.5 | 0 | 0 | 0 | 0 | 0 | -3.848 | 2.165 | -0.6272 | 0.6269 | 9.515 | 1 | 0.6025 | 0.0002944 | 1.386 | 0.0006771 | 1.183 | 0.1053 | 0.1069 | 1.571 | 20.04 | 19.98 | 20.04 | 210 | -273 | -273 | 0.09084 |  |  | 20 | 0 | 2.474 | 2.48 | 3.009 | 3.121 | 0 | 0 | 0 | 0 | 0 | 0 | 164.7 | 9.409 | 9.473 | 3.826 | 5.449 | 700.9
4140 | 1.459 | 386.5 | 145 | 0.01051 | 0.562 | 0 | 1.498 | 774.2 | 18.76 | 0.0328 | 0.1031 | 20.86 | 1 | 415.7 | 414.1 | 4.982 | 181.5 | 314.1 | 328.8 | 0 | 0 | 0 | 0 | 0 | -3.824 | 2.241 | -0.5826 | 0.5841 | 8.937 | 1 | 0.582 | 0.0002957 | 1.339 | 0.0006802 | 1.087 | 0.1054 | 0.1069 | 1.386 | 20.06 | 19.99 | 20.06 | 208.6 | -273 | -273 | 0.08643 |  |  | 20 | 0 | 2.501 | 2.505 | 3.031 | 3.144 | 0 | 0 | 0 | 0 | 0 | 0 | 145 | 8.839 | 8.899 | 3.517 | 4.982 | 701.2
4160 | 1.507 | 379.1 | 125.4 | 0.009114 | 0.514 | 0 | 1.425 | 735.9 | 18.87 | 0.0328 | 0.1031 | 20.86 | 1 | 409.1 | 407.5 | 4.524 | 179.4 | 308.4 | 322.1 | 0 | 0 | 0 | 0 | 0 | -3.801 | 2.327 | -0.5344 | 0.5376 | 8.363 | 1 | 0.5606 | 0.0002971 | 1.289 | 0.0006833 | 0.986 | 0.1055 | 0.1069 | 1.202 | 20.08 | 20.01 | 20.08 | 207.2 | -273 | -273 | 0.08192 |  |  | 20 | 0 | 2.525 | 2.525 | 3.048 | 3.163 | 0 | 0 | 0 | 0 | 0 | 0 | 125.4 | 8.273 | 8.328 | 3.213 | 4.524 | 701.4
4180 | 1.557 | 375.5 | 105.9 | 0.007716 | 0.4612 | 0 | 1.352 | 697 | 18.97 | 0.0328 | 0.1031 | 20.86 | 1 | 404 | 402.3 | 4.155 | 177.6 | 303 | 316 | 0 | 0 | 0 | 0 | 0 | -3.779 | 2.437 | -0.4832 | 0.4872 | 7.974 | 1 | 0.5352 | 0.0002983 | 1.231 | 0.0006861 | 0.8868 | 0.1056 | 0.1069 | 1.017 | 20.1 | 20.03 | 20.1 | 205.8 | -273 | -273 | 0.07729 |  |  | 20 | 0 | 2.41 | 2.404 | 3.021 | 3.115 | 0 | 0 | 0 | 0 | 0 | 0 | 105.9 | 7.885 | 7.937 | 2.968 | 4.155 | 701.5
4200 | 1.614 | 368.8 | 86.27 | 0.006317 | 0.4037 | 0 | 1.274 | 656 | 19.08 | 0.0328 | 0.1031 | 20.86 | 1 | 398.3 | 396.3 | 3.729 | 176.6 | 297.6 | 309.7 | 0 | 0 | 0 | 0 | 0 | -3.774 | 2.554 | -0.4248 | 0.4303 | 7.427 | 1 | 0.5107 | 0.0002989 | 1.175 | 0.0006876 | 0.7718 | 0.1056 | 0.1069 | 0.8329 | 20.12 | 20.05 | 20.12 | 204.3 | -273 | -273 | 0.0723 |  |  | 20 | 0 | 2.479 | 2.464 | 3.038 | 3.15 | 0 | 0 | 0 | 0 | 0 | 0 | 86.27 | 7.313 | 7.371 | 2.692 | 3.729 | 701.7
4220 | 1.674 | 362.3 | 66.6 | 0.004913 | 0.339 | 0 | 1.193 | 612.9 | 19.19 | 0.0328 | 0.1031 | 20.86 | 1 | 392.4 | 390.2 | 3.276 | 174.7 | 292.2 | 303.4 | 0 | 0 | 0 | 0 | 0 | -3.759 | 2.692 | -0.3608 | 0.369 | 6.816 | 1 | 0.4845 | 0.0003002 | 1.114 | 0.0006905 | 0.649 | 0.1057 | 0.1069 | 0.6477 | 20.14 | 20.07 | 20.14 | 202.9 | -273 | -273 | 0.06696 |  |  | 20 | 0 | 2.504 | 2.482 | 3.047 | 3.166 | 0 | 0 | 0 | 0 | 0 | 0 | 66.6 | 6.711 | 6.764 | 2.387 | 3.276 | 701.8
4240 | 1.742 | 356.2 | 46.72 | 0.003494 | 0.2647 | 0 | 1.106 | 567.1 | 19.32 | 0.0328 | 0.1031 | 20.86 | 1 | 386.6 | 384.2 | 2.843 | 172.7 | 286.8 | 297.1 | 0 | 0 | 0 | 0 | 0 | -3.743 | 2.86 | -0.2883 | 0.2985 | 6.247 | 1 | 0.456 | 0.0003016 | 1.049 | 0.0006936 | 0.5138 | 0.1058 | 0.1069 | 0.4606 | 20.16 | 20.09 | 20.16 | 201.5 | -273 | -273 | 0.06097 |  |  | 20 | 0 | 2.516 | 2.485 | 3.054 | 3.182 | 0 | 0 | 0 | 0 | 0 | 0 | 46.72 | 6.145 | 6.194 | 2.096 | 2.843 | 701.9
4260 | 1.819 | 351.3 | 26.41 | 0.002047 | 0.1754 | 0 | 1.012 | 517.6 | 19.45 | 0.0328 | 0.1031 | 20.86 | 1 | 381.2 | 378.5 | 2.415 | 170.8 | 281.5 | 290.8 | 0 | 0 | 0 | 0 | 0 | -3.733 | 3.067 | -0.203 | 0.2153 | 5.699 | 1 | 0.4253 | 0.0003028 | 0.9782 | 0.0006965 | 0.3591 | 0.1058 | 0.1069 | 0.2699 | 20.18 | 20.11 | 20.18 | 200.1 | -273 | -273 | 0.05391 |  |  | 20 | 0 | 2.499 | 2.454 | 3.053 | 3.191 | 0 | 0 | 0 | 0 | 0 | 0 | 26.41 | 5.594 | 5.642 | 1.812 | 2.415 | 701.9
4280 | 1.92 | 349.5 | 4.688 | 0.0005447 | 0.04775 | 0 | 0.9193 | 468.6 | 19.57 | 0.0328 | 0.1031 | 20.86 | 1 | 376.8 | 373.6 | 2.01 | 169.7 | 276.3 | 284.6 | 0 | 0 | 0 | 0 | 0 | -3.739 | 3.272 | -0.09099 | 0.1041 | 5.225 | 1 | 0.3987 | 0.0003036 | 0.9169 | 0.0006983 | 0.1606 | 0.1059 | 0.1069 | 0.07182 | 20.21 | 20.13 | 20.2 | 198.6 | -273 | -273 | 0.0527 |  |  | 20 | 0 | 2.421 | 2.345 | 3.047 | 3.21 | 0 | 0 | 0 | 0 | 0 | 0 | 4.688 | 5.072 | 5.137 | 1.568 | 2.01 | 701.9
4300 | 1.998 | 351.4 | 0 | 0 | 0 | 0 | 0.9107 | 464 | 19.58 | 0.0328 | 0.1031 | 20.86 | 1 | 375 | 371.1 | 1.86 | 169.2 | 272.3 | 279.6 | 0 | 0 | 0 | 0 | 0 | -3.741 | 3.259 | -0.001724 | 0.006149 | 5.095 | 1 | 0.4003 | 0.000304 | 0.9206 | 0.0006991 | 0.003052 | 0.1059 | 0.1069 | 0 | 20.23 | 20.15 | 20.23 | 197.2 | -273 | -273 | 0 |  |  | 20 | 0 | 2.233 | 2.154 | 2.926 | 3.032 | 0 | 0 | 0 | 0 | 0 | 0 | 0 | 4.928 | 4.999 | 1.483 | 1.86 | 701.9
4320 | 2.003 | 348.3 | 0 | 0 | 0 | 0 | 0.9107 | 464 | 19.58 | 0.0328 | 0.1031 | 20.86 | 1 | 371.8 | 367.8 | 1.82 | 167.4 | 268.7 | 275.5 | 0 | 0 | 0 | 0 | 0 | -3.715 | 20 | 0 | 0.005412 | 4.995 | 1 | 0.4023 | 0.0003052 | 0.9253 | 0.000702 | 0 | 0.1059 | 0.1069 | 0 | 20.25 | 20.17 | 20.25 | 195.8 | -273 | -273 | 0 |  |  | 20 | 0 | 2.199 | 2.135 | 2.872 | 2.941 | 0 | 0 | 0 | 0 | 0 | 0 | 0 | 4.832 | 4.901 | 1.453 | 1.82 | 701.9
4340 | 2.007 | 345 | 0 | 0 | 0 | 0 | 0.9107 | 464 | 19.58 | 0.0328 | 0.1031 | 20.86 | 1 | 368.4 | 364.3 | 1.78 | 165.4 | 265.1 | 271.5 | 0 | 0 | 0 | 0 | 0 | -3.685 | 20 | 0 | 0.005426 | 4.893 | 1 | 0.4044 | 0.0003066 | 0.9302 | 0.0007052 | 0 | 0.1059 | 0.1069 | 0 | 20.28 | 20.19 | 20.27 | 194.4 | -273 | -273 | 0 |  |  | 20 | 0 | 2.165 | 2.11 | 2.827 | 2.869 | 0 | 0 | 0 | 0 | 0 | 0 | 0 | 4.733 | 4.801 | 1.422 | 1.78 | 701.9
4360 | 2.011 | 341.7 | 0 | 0 | 0 | 0 | 0.9107 | 464 | 19.58 | 0.0328 | 0.1031 | 20.86 | 1 | 365 | 360.9 | 1.741 | 163.4 | 261.6 | 267.6 | 0 | 0 | 0 | 0 | 0 | -3.655 | 20 | 0 | 0.005324 | 4.793 | 1 | 0.4066 | 0.000308 | 0.9352 | 0.0007084 | 0 | 0.1059 | 0.1069 | 0 | 20.3 | 20.22 | 20.3 | 192.9 | -273 | -273 | 0 |  |  | 20 | 0 | 2.133 | 2.084 | 2.784 | 2.803 | 0 | 0 | 0 | 0 | 0 | 0 | 0 | 4.636 | 4.703 | 1.393 | 1.741 | 701.9
4380 | 2.015 | 338.4 | 0 | 0 | 0 | 0 | 0.9107 | 464 | 19.58 | 0.0328 | 0.1031 | 20.86 | 1 | 361.7 | 357.5 | 1.704 | 161.5 | 258.2 | 263.9 | 0 | 0 | 0 | 0 | 0 | -3.625 | 20 | 0 | 0.005211 | 4.697 | 1 | 0.4088 | 0.0003094 | 0.9402 | 0.0007115 | 0 | 0.1059 | 0.1069 | 0 | 20.32 | 20.24 | 20.32 | 191.5 | -273 | -273 | 0 |  |  | 20 | 0 | 2.101 | 2.057 | 2.743 | 2.741 | 0 | 0 | 0 | 0 | 0 | 0 | 0 | 4.543 | 4.609 | 1.364 | 1.704 | 701.9
4400 | 2.018 | 335.3 | 0 | 0 | 0 | 0 | 0.9107 | 464 | 19.58 | 0.0328 | 0.1031 | 20.86 | 1 | 358.4 | 354.2 | 1.668 | 159.7 | 254.9 | 260.3 | 0 | 0 | 0 | 0 | 0 | -3.596 | 20 | 0 | 0.005101 | 4.603 | 1 | 0.4109 | 0.0003107 | 0.9451 | 0.0007145 | 0 | 0.1059 | 0.1069 | 0 | 20.35 | 20.26 | 20.35 | 190.1 | -273 | -273 | 0 |  |  | 20 | 0 | 2.07 | 2.03 | 2.703 | 2.683 | 0 | 0 | 0 | 0 | 0 | 0 | 0 | 4.453 | 4.517 | 1.336 | 1.668 | 701.9
4420 | 2.022 | 332.2 | 0 | 0 | 0 | 0 | 0.9107 | 464 | 19.58 | 0.0328 | 0.1031 | 20.86 | 1 | 355.2 | 351 | 1.633 | 157.9 | 251.8 | 256.8 | 0 | 0 | 0 | 0 | 0 | -3.568 | 20 | 0 | 0.004996 | 4.514 | 1 | 0.413 | 0.0003119 | 0.9499 | 0.0007175 | 0 | 0.1059 | 0.1069 | 0 | 20.37 | 20.28 | 20.37 | 188.6 | -273 | -273 | 0 |  |  | 20 | 0 | 2.04 | 2.003 | 2.664 | 2.627 | 0 | 0 | 0 | 0 | 0 | 0 | 0 | 4.367 | 4.43 | 1.309 | 1.633 | 701.9
4440 | 2.026 | 329.2 | 0 | 0 | 0 | 0 | 0.9107 | 464 | 19.58 | 0.0328 | 0.1031 | 20.86 | 1 | 352.1 | 347.9 | 1.6 | 156.2 | 248.7 | 253.5 | 0 | 0 | 0 | 0 | 0 | -3.54 | 20 | 0 | 0.004896 | 4.428 | 1 | 0.415 | 0.0003132 | 0.9546 | 0.0007203 | 0 | 0.1059 | 0.1069 | 0 | 20.4 | 20.31 | 20.4 | 187.2 | -273 | -273 | 0 |  |  | 20 | 0 | 2.01 | 1.976 | 2.627 | 2.574 | 0 | 0 | 0 | 0 | 0 | 0 | 0 | 4.284 | 4.346 | 1.284 | 1.6 | 701.9
4460 | 2.029 | 326.3 | 0 | 0 | 0 | 0 | 0.9107 | 464 | 19.58 | 0.0328 | 0.1031 | 20.86 | 1 | 349 | 344.8 | 1.568 | 154.5 | 245.7 | 250.2 | 0 | 0 | 0 | 0 | 0 | -3.513 | 20 | 0 | 0.004802 | 4.345 | 1 | 0.4171 | 0.0003144 | 0.9593 | 0.0007232 | 0 | 0.1059 | 0.1069 | 0 | 20.43 | 20.33 | 20.42 | 185.8 | -273 | -273 | 0 |  |  | 20 | 0 | 1.982 | 1.95 | 2.591 | 2.523 | 0 | 0 | 0 | 0 | 0 | 0 | 0 | 4.204 | 4.265 | 1.259 | 1.568 | 701.9
4480 | 2.033 | 323.4 | 0 | 0 | 0 | 0 | 0.9107 | 464 | 19.58 | 0.0328 | 0.1031 | 20.86 | 1 | 346 | 341.8 | 1.538 | 152.9 | 242.8 | 247.1 | 0 | 0 | 0 | 0 | 0 | -3.486 | 20 | 0 | 0.004713 | 4.265 | 1 | 0.4191 | 0.0003156 | 0.9639 | 0.0007259 | 0 | 0.1059 | 0.1069 | 0 | 20.45 | 20.36 | 20.45 | 184.3 | -273 | -273 | 0 |  |  | 20 | 0 | 1.954 | 1.924 | 2.556 | 2.475 | 0 | 0 | 0 | 0 | 0 | 0 | 0 | 4.127 | 4.187 | 1.236 | 1.538 | 701.9
4500 | 2.036 | 320.6 | 0 | 0 | 0 | 0 | 0.9107 | 464 | 19.58 | 0.0328 | 0.1031 | 20.86 | 1 | 343.1 | 338.9 | 1.509 | 151.3 | 240 | 244 | 0 | 0 | 0 | 0 | 0 | -3.46 | 20 | 0 | 0.004629 | 4.188 | 1 | 0.4211 | 0.0003168 | 0.9684 | 0.0007286 | 0 | 0.1059 | 0.1069 | 0 | 20.48 | 20.38 | 20.48 | 182.9 | -273 | -273 | 0 |  |  | 20 | 0 | 1.927 | 1.899 | 2.522 | 2.427 | 0 | 0 | 0 | 0 | 0 | 0 | 0 | 4.053 | 4.112 | 1.213 | 1.509 | 701.9
4520 | 2.039 | 317.9 | 0 | 0 | 0 | 0 | 0.9107 | 464 | 19.58 | 0.0328 | 0.1031 | 20.86 | 1 | 340.2 | 336 | 1.48 | 149.8 | 237.2 | 241 | 0 | 0 | 0 | 0 | 0 | -3.435 | 20 | 0 | 0.004549 | 4.113 | 1 | 0.423 | 0.0003179 | 0.9729 | 0.0007313 | 0 | 0.1059 | 0.1069 | 0 | 20.51 | 20.41 | 20.5 | 181.4 | -273 | -273 | 0 |  |  | 20 | 0 | 1.901 | 1.874 | 2.489 | 2.382 | 0 | 0 | 0 | 0 | 0 | 0 | 0 | 3.981 | 4.039 | 1.191 | 1.48 | 701.9
4540 | 2.042 | 315.2 | 0 | 0 | 0 | 0 | 0.9107 | 464 | 19.58 | 0.0328 | 0.1031 | 20.86 | 1 | 337.4 | 333.2 | 1.453 | 148.3 | 234.6 | 238.1 | 0 | 0 | 0 | 0 | 0 | -3.409 | 20 | 0 | 0.004473 | 4.042 | 1 | 0.4249 | 0.0003191 | 0.9773 | 0.0007339 | 0 | 0.1059 | 0.1069 | 0 | 20.53 | 20.43 | 20.53 | 180 | -273 | -273 | 0 |  |  | 20 | 0 | 1.875 | 1.85 | 2.456 | 2.337 | 0 | 0 | 0 | 0 | 0 | 0 | 0 | 3.913 | 3.969 | 1.17 | 1.453 | 701.9
4560 | 2.046 | 312.6 | 0 | 0 | 0 | 0 | 0.9107 | 464 | 19.58 | 0.0328 | 0.1031 | 20.86 | 1 | 334.6 | 330.5 | 1.427 | 146.8 | 231.9 | 235.2 | 0 | 0 | 0 | 0 | 0 | -3.385 | 20 | 0 | 0.0044 | 3.973 | 1 | 0.4268 | 0.0003202 | 0.9817 | 0.0007364 | 0 | 0.1059 | 0.1069 | 0 | 20.56 | 20.46 | 20.56 | 178.6 | -273 | -273 | 0 |  |  | 20 | 0 | 1.85 | 1.827 | 2.424 | 2.294 | 0 | 0 | 0 | 0 | 0 | 0 | 0 | 3.846 | 3.902 | 1.15 | 1.427 | 701.9
4580 | 2.049 | 310.1 | 0 | 0 | 0 | 0 | 0.9107 | 464 | 19.58 | 0.0328 | 0.1031 | 20.86 | 1 | 332 | 327.8 | 1.402 | 145.4 | 229.4 | 232.4 | 0 | 0 | 0 | 0 | 0 | -3.36 | 20 | 0 | 0.004331 | 3.906 | 1 | 0.4287 | 0.0003213 | 0.986 | 0.0007389 | 0 | 0.1059 | 0.1069 | 0 | 20.59 | 20.49 | 20.59 | 177.1 | -273 | -273 | 0 |  |  | 20 | 0 | 1.826 | 1.804 | 2.394 | 2.253 | 0 | 0 | 0 | 0 | 0 | 0 | 0 | 3.782 | 3.837 | 1.13 | 1.402 | 701.9
4600 | 2.052 | 307.6 | 0 | 0 | 0 | 0 | 0.9107 | 464 | 19.58 | 0.0328 | 0.1031 | 20.86 | 1 | 329.3 | 325.2 | 1.377 | 144 | 226.9 | 229.7 | 0 | 0 | 0 | 0 | 0 | -3.336 | 20 | 0 | 0.004264 | 3.841 | 1 | 0.4305 | 0.0003223 | 0.9902 | 0.0007414 | 0 | 0.1059 | 0.1069 | 0 | 20.62 | 20.51 | 20.62 | 175.7 | -273 | -273 | 0 |  |  | 20 | 0 | 1.803 | 1.782 | 2.364 | 2.212 | 0 | 0 | 0 | 0 | 0 | 0 | 0 | 3.72 | 3.774 | 1.111 | 1.377 | 701.9
4620 | 2.054 | 305.1 | 0 | 0 | 0 | 0 | 0.9107 | 464 | 19.58 | 0.0328 | 0.1031 | 20.86 | 1 | 326.7 | 322.6 | 1.354 | 142.6 | 224.5 | 227.1 | 0 | 0 | 0 | 0 | 0 | -3.312 | 20 | 0 | 0.0042 | 3.779 | 1 | 0.4323 | 0.0003234 | 0.9944 | 0.0007438 | 0 | 0.1059 | 0.1069 | 0 | 20.65 | 20.54 | 20.65 | 174.3 | -273 | -273 | 0 |  |  | 20 | 0 | 1.78 | 1.76 | 2.334 | 2.173 | 0 | 0 | 0 | 0 | 0 | 0 | 0 | 3.66 | 3.713 | 1.093 | 1.354 | 701.9
4640 | 2.057 | 302.7 | 0 | 0 | 0 | 0 | 0.9107 | 464 | 19.58 | 0.0328 | 0.1031 | 20.86 | 1 | 324.2 | 320.1 | 1.331 | 141.3 | 222.1 | 224.5 | 0 | 0 | 0 | 0 | 0 | -3.289 | 20 | 0 | 0.004138 | 3.718 | 1 | 0.4341 | 0.0003244 | 0.9985 | 0.0007462 | 0 | 0.1059 | 0.1069 | 0 | 20.68 | 20.57 | 20.68 | 172.9 | -273 | -273 | 0 |  |  | 20 | 0 | 1.757 | 1.738 | 2.305 | 2.134 | 0 | 0 | 0 | 0 | 0 | 0 | 0 | 3.602 | 3.654 | 1.075 | 1.331 | 701.9
4660 | 2.06 | 300.4 | 0 | 0 | 0 | 0 | 0.9107 | 464 | 19.58 | 0.0328 | 0.1031 | 20.86 | 1 | 321.7 | 317.7 | 1.309 | 140 | 219.8 | 222 | 0 | 0 | 0 | 0 | 0 | -3.266 | 20 | 0 | 0.004079 | 3.659 | 1 | 0.4359 | 0.0003255 | 1.003 | 0.0007486 | 0 | 0.1059 | 0.1069 | 0 | 20.71 | 20.6 | 20.71 | 171.4 | -273 | -273 | 0 |  |  | 20 | 0 | 1.735 | 1.717 | 2.277 | 2.097 | 0 | 0 | 0 | 0 | 0 | 0 | 0 | 3.545 | 3.597 | 1.058 | 1.309 | 701.9
4680 | 2.063 | 298.1 | 0 | 0 | 0 | 0 | 0.9107 | 464 | 19.58 | 0.0328 | 0.1031 | 20.86 | 1 | 319.3 | 315.2 | 1.287 | 138.7 | 217.5 | 219.5 | 0 | 0 | 0 | 0 | 0 | -3.243 | 20 | 0 | 0.004021 | 3.602 | 1 | 0.4377 | 0.0003265 | 1.007 | 0.0007509 | 0 | 0.1059 | 0.1069 | 0 | 20.74 | 20.63 | 20.74 | 170 | -273 | -273 | 0 |  |  | 20 | 0 | 1.714 | 1.697 | 2.25 | 2.06 | 0 | 0 | 0 | 0 | 0 | 0 | 0 | 3.491 | 3.541 | 1.042 | 1.287 | 701.9
4700 | 2.066 | 295.8 | 0 | 0 | 0 | 0 | 0.9107 | 464 | 19.58 | 0.0328 | 0.1031 | 20.86 | 1 | 316.9 | 312.9 | 1.267 | 137.5 | 215.3 | 217.1 | 0 | 0 | 0 | 0 | 0 | -3.221 | 20 | 0 | 0.003966 | 3.547 | 1 | 0.4394 | 0.0003275 | 1.011 | 0.0007532 | 0 | 0.1059 | 0.1069 | 0 | 20.77 | 20.66 | 20.77 | 168.6 | -273 | -273 | 0 |  |  | 20 | 0 | 1.693 | 1.677 | 2.223 | 2.024 | 0 | 0 | 0 | 0 | 0 | 0 | 0 | 3.438 | 3.488 | 1.026 | 1.267 | 701.9
4720 | 2.068 | 293.6 | 0 | 0 | 0 | 0 | 0.9107 | 464 | 19.58 | 0.0328 | 0.1031 | 20.86 | 1 | 314.6 | 310.5 | 1.247 | 136.2 | 213.1 | 214.7 | 0 | 0 | 0 | 0 | 0 | -3.199 | 20 | 0 | 0.003912 | 3.494 | 1 | 0.4411 | 0.0003284 | 1.015 | 0.0007554 | 0 | 0.1059 | 0.1069 | 0 | 20.81 | 20.68 | 20.8 | 167.2 | -273 | -273 | 0 |  |  | 20 | 0 | 1.673 | 1.658 | 2.197 | 1.99 | 0 | 0 | 0 | 0 | 0 | 0 | 0 | 3.387 | 3.436 | 1.01 | 1.247 | 701.9
4740 | 2.071 | 291.4 | 0 | 0 | 0 | 0 | 0.9107 | 464 | 19.58 | 0.0328 | 0.1031 | 20.86 | 1 | 312.2 | 308.2 | 1.227 | 135 | 211 | 212.4 | 0 | 0 | 0 | 0 | 0 | -3.177 | 20 | 0 | 0.00386 | 3.442 | 1 | 0.4428 | 0.0003294 | 1.018 | 0.0007576 | 0 | 0.1059 | 0.1069 | 0 | 20.84 | 20.72 | 20.83 | 165.8 | -273 | -273 | 0 |  |  | 20 | 0 | 1.653 | 1.638 | 2.171 | 1.955 | 0 | 0 | 0 | 0 | 0 | 0 | 0 | 3.337 | 3.385 | 0.995 | 1.227 | 701.9
4760 | 2.073 | 289.3 | 0 | 0 | 0 | 0 | 0.9107 | 464 | 19.58 | 0.0328 | 0.1031 | 20.86 | 1 | 310 | 306 | 1.209 | 133.9 | 208.9 | 210.1 | 0 | 0 | 0 | 0 | 0 | -3.156 | 20 | 0 | 0.003809 | 3.391 | 1 | 0.4445 | 0.0003304 | 1.022 | 0.0007598 | 0 | 0.1059 | 0.1069 | 0 | 20.87 | 20.75 | 20.87 | 164.4 | -273 | -273 | 0 |  |  | 20 | 0 | 1.634 | 1.62 | 2.146 | 1.922 | 0 | 0 | 0 | 0 | 0 | 0 | 0 | 3.288 | 3.336 | 0.9803 | 1.209 | 701.9
4780 | 2.076 | 287.2 | 0 | 0 | 0 | 0 | 0.9107 | 464 | 19.58 | 0.0328 | 0.1031 | 20.86 | 1 | 307.8 | 303.8 | 1.19 | 132.7 | 206.9 | 207.9 | 0 | 0 | 0 | 0 | 0 | -3.134 | 20 | 0 | 0.00376 | 3.342 | 1 | 0.4462 | 0.0003313 | 1.026 | 0.000762 | 0 | 0.1059 | 0.1069 | 0 | 20.9 | 20.78 | 20.9 | 163 | -273 | -273 | 0 |  |  | 20 | 0 | 1.615 | 1.601 | 2.121 | 1.89 | 0 | 0 | 0 | 0 | 0 | 0 | 0 | 3.241 | 3.288 | 0.9661 | 1.19 | 701.9
4800 | 2.078 | 285.1 | 0 | 0 | 0 | 0 | 0.9107 | 464 | 19.58 | 0.0328 | 0.1031 | 20.86 | 1 | 305.6 | 301.6 | 1.173 | 131.6 | 204.9 | 205.7 | 0 | 0 | 0 | 0 | 0 | -3.114 | 20 | 0 | 0.003712 | 3.294 | 1 | 0.4478 | 0.0003322 | 1.03 | 0.0007641 | 0 | 0.1059 | 0.1069 | 0 | 20.94 | 20.81 | 20.93 | 161.7 | -273 | -273 | 0 |  |  | 20 | 0 | 1.596 | 1.583 | 2.097 | 1.858 | 0 | 0 | 0 | 0 | 0 | 0 | 0 | 3.196 | 3.242 | 0.9523 | 1.173 | 701.9
4820 | 2.081 | 283.1 | 0 | 0 | 0 | 0 | 0.9107 | 464 | 19.58 | 0.0328 | 0.1031 | 20.86 | 1 | 303.4 | 299.5 | 1.155 | 130.5 | 202.9 | 203.5 | 0 | 0 | 0 | 0 | 0 | -3.093 | 20 | 0 | 0.003665 | 3.248 | 1 | 0.4494 | 0.0003331 | 1.034 | 0.0007662 | 0 | 0.1059 | 0.1069 | 0 | 20.97 | 20.84 | 20.97 | 160.3 | -273 | -273 | 0 |  |  | 20 | 0 | 1.578 | 1.566 | 2.073 | 1.827 | 0 | 0 | 0 | 0 | 0 | 0 | 0 | 3.151 | 3.197 | 0.9388 | 1.155 | 701.9
4840 | 2.083 | 281.1 | 0 | 0 | 0 | 0 | 0.9107 | 464 | 19.58 | 0.0328 | 0.1031 | 20.86 | 1 | 301.3 | 297.4 | 1.139 | 129.4 | 201 | 201.4 | 0 | 0 | 0 | 0 | 0 | -3.072 | 20 | 0 | 0.00362 | 3.203 | 1 | 0.451 | 0.000334 | 1.037 | 0.0007683 | 0 | 0.1059 | 0.1069 | 0 | 21.01 | 20.87 | 21 | 158.9 | -273 | -273 | 0 |  |  | 20 | 0 | 1.56 | 1.549 | 2.05 | 1.796 | 0 | 0 | 0 | 0 | 0 | 0 | 0 | 3.108 | 3.153 | 0.9257 | 1.139 | 701.9
4860 | 2.085 | 279.2 | 0 | 0 | 0 | 0 | 0.9107 | 464 | 19.58 | 0.0328 | 0.1031 | 20.86 | 1 | 299.2 | 295.3 | 1.122 | 128.3 | 199.1 | 199.3 | 0 | 0 | 0 | 0 | 0 | -3.052 | 20 | 0 | 0.003576 | 3.159 | 1 | 0.4526 | 0.0003349 | 1.041 | 0.0007703 | 0 | 0.1059 | 0.1069 | 0 | 21.04 | 20.91 | 21.04 | 157.6 | -273 | -273 | 0 |  |  | 20 | 0 | 1.543 | 1.532 | 2.027 | 1.766 | 0 | 0 | 0 | 0 | 0 | 0 | 0 | 3.066 | 3.11 | 0.913 | 1.122 | 701.9
4880 | 2.088 | 277.3 | 0 | 0 | 0 | 0 | 0.9107 | 464 | 19.58 | 0.0328 | 0.1031 | 20.86 | 1 | 297.2 | 293.3 | 1.107 | 127.3 | 197.3 | 197.3 | 0 | 0 | 0 | 0 | 0 | -3.032 | 20 | 0 | 0.003532 | 3.116 | 1 | 0.4542 | 0.0003358 | 1.045 | 0.0007723 | 0 | 0.1059 | 0.1069 | 0 | 21.08 | 20.94 | 21.07 | 156.3 | -273 | -273 | 0 |  |  | 20 | 0 | 1.526 | 1.515 | 2.005 | 1.737 | 0 | 0 | 0 | 0 | 0 | 0 | 0 | 3.025 | 3.068 | 0.9006 | 1.107 | 701.9
4900 | 2.09 | 275.3 | 0 | 0 | 0 | 0 | 0.9107 | 464 | 19.58 | 0.0328 | 0.1031 | 20.86 | 1 | 295.2 | 291.3 | 1.093 | 126.3 | 195.5 | 195.3 | 0 | 0 | 0 | 0 | 0 | -3.012 | 20 | 0 | 0.003472 | 3.079 | 1 | 0.4558 | 0.0003367 | 1.048 | 0.0007743 | 0 | 0.1059 | 0.1069 | 0 | 21.11 | 20.97 | 21.11 | 154.9 | -273 | -273 | 0 |  |  | 20 | 0 | 1.509 | 1.499 | 1.983 | 1.708 | 0 | 0 | 0 | 0 | 0 | 0 | 0 | 2.99 | 3.033 | 0.8899 | 1.093 | 701.9
4920 | 2.092 | 273.5 | 0 | 0 | 0 | 0 | 0.9107 | 464 | 19.58 | 0.0328 | 0.1031 | 20.86 | 1 | 293.2 | 289.4 | 1.078 | 125.2 | 193.7 | 193.4 | 0 | 0 | 0 | 0 | 0 | -2.993 | 20 | 0 | 0.00343 | 3.038 | 1 | 0.4574 | 0.0003375 | 1.052 | 0.0007763 | 0 | 0.1059 | 0.1069 | 0 | 21.15 | 21.01 | 21.14 | 153.6 | -273 | -273 | 0 |  |  | 20 | 0 | 1.493 | 1.483 | 1.962 | 1.68 | 0 | 0 | 0 | 0 | 0 | 0 | 0 | 2.951 | 2.993 | 0.8781 | 1.078 | 701.9
4940 | 2.094 | 271.7 | 0 | 0 | 0 | 0 | 0.9107 | 464 | 19.58 | 0.0328 | 0.1031 | 20.86 | 1 | 291.2 | 287.4 | 1.063 | 124.3 | 191.9 | 191.4 | 0 | 0 | 0 | 0 | 0 | -2.974 | 20 | 0 | 0.00339 | 2.999 | 1 | 0.4589 | 0.0003383 | 1.055 | 0.0007782 | 0 | 0.1059 | 0.1069 | 0 | 21.19 | 21.04 | 21.18 | 152.3 | -273 | -273 | 0 |  |  | 20 | 0 | 1.477 | 1.468 | 1.941 | 1.653 | 0 | 0 | 0 | 0 | 0 | 0 | 0 | 2.913 | 2.955 | 0.8667 | 1.063 | 701.9
4960 | 2.096 | 269.9 | 0 | 0 | 0 | 0 | 0.9107 | 464 | 19.58 | 0.0328 | 0.1031 | 20.86 | 1 | 289.3 | 285.5 | 1.049 | 123.3 | 190.2 | 189.6 | 0 | 0 | 0 | 0 | 0 | -2.955 | 20 | 0 | 0.00335 | 2.96 | 1 | 0.4604 | 0.0003392 | 1.059 | 0.0007801 | 0 | 0.1059 | 0.1069 | 0 | 21.22 | 21.08 | 21.22 | 151 | -273 | -273 | 0 |  |  | 20 | 0 | 1.461 | 1.452 | 1.92 | 1.626 | 0 | 0 | 0 | 0 | 0 | 0 | 0 | 2.876 | 2.918 | 0.8556 | 1.049 | 701.9
4980 | 2.098 | 268.1 | 0 | 0 | 0 | 0 | 0.9107 | 464 | 19.58 | 0.0328 | 0.1031 | 20.86 | 1 | 287.4 | 283.6 | 1.035 | 122.3 | 188.5 | 187.7 | 0 | 0 | 0 | 0 | 0 | -2.936 | 20 | 0 | 0.003311 | 2.923 | 1 | 0.4619 | 0.00034 | 1.062 | 0.000782 | 0 | 0.1059 | 0.1069 | 0 | 21.26 | 21.11 | 21.25 | 149.7 | -273 | -273 | 0 |  |  | 20 | 0 | 1.446 | 1.437 | 1.9 | 1.599 | 0 | 0 | 0 | 0 | 0 | 0 | 0 | 2.84 | 2.881 | 0.8448 | 1.035 | 701.9
5000 | 2.1 | 266.4 | 0 | 0 | 0 | 0 | 0.9107 | 464 | 19.58 | 0.0328 | 0.1031 | 20.86 | 1 | 285.5 | 281.8 | 1.014 | 121.4 | 186.9 | 185.9 | 0 | 0 | 0 | 0 | 0 | -2.917 | 20 | 0 | 0.00327 | 2.86 | 1 | 0.4634 | 0.0003408 | 1.066 | 0.0007839 | 0 | 0.1059 | 0.1069 | 0 | 21.3 | 21.15 | 21.29 | 148.4 | -273 | -273 | 0 |  |  | 20 | 0 | 1.431 | 1.422 | 1.88 | 1.573 | 0 | 0 | 0 | 0 | 0 | 0 | 0 | 2.781 | 2.82 | 0.8278 | 1.014 | 701.9
5020 | 2.102 | 264.7 | 0 | 0 | 0 | 0 | 0.9107 | 464 | 19.58 | 0.0328 | 0.1031 | 20.86 | 1 | 283.7 | 280 | 1.001 | 120.5 | 185.2 | 184.1 | 0 | 0 | 0 | 0 | 0 | -2.899 | 20 | 0 | 0.003236 | 2.825 | 1 | 0.4649 | 0.0003416 | 1.069 | 0.0007857 | 0 | 0.1059 | 0.1069 | 0 | 21.34 | 21.18 | 21.33 | 147.2 | -273 | -273 | 0 |  |  | 20 | 0 | 1.416 | 1.408 | 1.86 | 1.548 | 0 | 0 | 0 | 0 | 0 | 0 | 0 | 2.747 | 2.786 | 0.8176 | 1.001 | 701.9
5040 | 2.104 | 263 | 0 | 0 | 0 | 0 | 0.9107 | 464 | 19.58 | 0.0328 | 0.1031 | 20.86 | 1 | 281.9 | 278.2 | 0.9884 | 119.5 | 183.6 | 182.3 | 0 | 0 | 0 | 0 | 0 | -2.88 | 20 | 0 | 0.0032 | 2.79 | 1 | 0.4663 | 0.0003424 | 1.073 | 0.0007875 | 0 | 0.1059 | 0.1069 | 0 | 21.38 | 21.22 | 21.37 | 145.9 | -273 | -273 | 0 |  |  | 20 | 0 | 1.402 | 1.394 | 1.841 | 1.523 | 0 | 0 | 0 | 0 | 0 | 0 | 0 | 2.714 | 2.752 | 0.8077 | 0.9884 | 701.9
5060 | 2.106 | 261.3 | 0 | 0 | 0 | 0 | 0.9107 | 464 | 19.58 | 0.0328 | 0.1031 | 20.86 | 1 | 280.1 | 276.4 | 0.976 | 118.7 | 182.1 | 180.6 | 0 | 0 | 0 | 0 | 0 | -2.862 | 20 | 0 | 0.003164 | 2.756 | 1 | 0.4678 | 0.0003432 | 1.076 | 0.0007893 | 0 | 0.1059 | 0.1069 | 0 | 21.42 | 21.26 | 21.41 | 144.7 | -273 | -273 | 0 |  |  | 20 | 0 | 1.388 | 1.38 | 1.822 | 1.498 | 0 | 0 | 0 | 0 | 0 | 0 | 0 | 2.681 | 2.719 | 0.7979 | 0.976 | 701.9
5080 | 2.108 | 259.7 | 0 | 0 | 0 | 0 | 0.9107 | 464 | 19.58 | 0.0328 | 0.1031 | 20.86 | 1 | 278.4 | 274.7 | 0.964 | 117.8 | 180.5 | 178.9 | 0 | 0 | 0 | 0 | 0 | -2.845 | 20 | 0 | 0.003129 | 2.723 | 1 | 0.4692 | 0.000344 | 1.079 | 0.0007911 | 0 | 0.1059 | 0.1069 | 0 | 21.46 | 21.29 | 21.45 | 143.4 | -273 | -273 | 0 |  |  | 20 | 0 | 1.373 | 1.366 | 1.804 | 1.474 | 0 | 0 | 0 | 0 | 0 | 0 | 0 | 2.65 | 2.687 | 0.7884 | 0.964 | 701.9
5100 | 2.11 | 258.1 | 0 | 0 | 0 | 0 | 0.9107 | 464 | 19.58 | 0.0328 | 0.1031 | 20.86 | 1 | 276.6 | 273 | 0.9522 | 116.9 | 179 | 177.2 | 0 | 0 | 0 | 0 | 0 | -2.827 | 20 | 0 | 0.003095 | 2.691 | 1 | 0.4707 | 0.0003447 | 1.082 | 0.0007929 | 0 | 0.1059 | 0.1069 | 0 | 21.5 | 21.33 | 21.49 | 142.2 | -273 | -273 | 0 |  |  | 20 | 0 | 1.36 | 1.353 | 1.786 | 1.451 | 0 | 0 | 0 | 0 | 0 | 0 | 0 | 2.619 | 2.656 | 0.7792 | 0.9522 | 701.9
5120 | 2.112 | 256.5 | 0 | 0 | 0 | 0 | 0.9107 | 464 | 19.58 | 0.0328 | 0.1031 | 20.86 | 1 | 274.9 | 271.3 | 0.9407 | 116.1 | 177.5 | 175.6 | 0 | 0 | 0 | 0 | 0 | -2.81 | 20 | 0 | 0.003061 | 2.659 | 1 | 0.4721 | 0.0003455 | 1.086 | 0.0007946 | 0 | 0.1059 | 0.1069 | 0 | 21.54 | 21.37 | 21.53 | 141 | -273 | -273 | 0 |  |  | 20 | 0 | 1.346 | 1.339 | 1.768 | 1.427 | 0 | 0 | 0 | 0 | 0 | 0 | 0 | 2.589 | 2.625 | 0.7701 | 0.9407 | 701.9
5140 | 2.114 | 254.9 | 0 | 0 | 0 | 0 | 0.9107 | 464 | 19.58 | 0.0328 | 0.1031 | 20.86 | 1 | 273.2 | 269.6 | 0.9295 | 115.2 | 176.1 | 174 | 0 | 0 | 0 | 0 | 0 | -2.792 | 20 | 0 | 0.003028 | 2.628 | 1 | 0.4735 | 0.0003462 | 1.089 | 0.0007963 | 0 | 0.1059 | 0.1069 | 0 | 21.58 | 21.41 | 21.57 | 139.8 | -273 | -273 | 0 |  |  | 20 | 0 | 1.333 | 1.327 | 1.75 | 1.405 | 0 | 0 | 0 | 0 | 0 | 0 | 0 | 2.559 | 2.595 | 0.7613 | 0.9295 | 701.9
5160 | 2.115 | 253.3 | 0 | 0 | 0 | 0 | 0.9107 | 464 | 19.58 | 0.0328 | 0.1031 | 20.86 | 1 | 271.6 | 268 | 0.9186 | 114.4 | 174.6 | 172.4 | 0 | 0 | 0 | 0 | 0 | -2.775 | 20 | 0 | 0.002996 | 2.598 | 1 | 0.4749 | 0.000347 | 1.092 | 0.000798 | 0 | 0.1059 | 0.1069 | 0 | 21.62 | 21.45 | 21.61 | 138.6 | -273 | -273 | 0 |  |  | 20 | 0 | 1.32 | 1.314 | 1.733 | 1.382 | 0 | 0 | 0 | 0 | 0 | 0 | 0 | 2.53 | 2.566 | 0.7526 | 0.9186 | 701.9
5180 | 2.117 | 251.8 | 0 | 0 | 0 | 0 | 0.9107 | 464 | 19.58 | 0.0328 | 0.1031 | 20.86 | 1 | 269.9 | 266.3 | 0.9079 | 113.6 | 173.2 | 170.8 | 0 | 0 | 0 | 0 | 0 | -2.758 | 20 | 0 | 0.002964 | 2.569 | 1 | 0.4763 | 0.0003477 | 1.095 | 0.0007997 | 0 | 0.1059 | 0.1069 | 0 | 21.67 | 21.49 | 21.66 | 137.4 | -273 | -273 | 0 |  |  | 20 | 0 | 1.307 | 1.301 | 1.716 | 1.36 | 0 | 0 | 0 | 0 | 0 | 0 | 0 | 2.502 | 2.537 | 0.7442 | 0.9079 | 701.9
5200 | 2.119 | 250.3 | 0 | 0 | 0 | 0 | 0.9107 | 464 | 19.58 | 0.0328 | 0.1031 | 20.86 | 1 | 268.3 | 264.7 | 0.8974 | 112.8 | 171.8 | 169.3 | 0 | 0 | 0 | 0 | 0 | -2.742 | 20 | 0 | 0.002932 | 2.54 | 1 | 0.4776 | 0.0003484 | 1.099 | 0.0008014 | 0 | 0.1059 | 0.1069 | 0 | 21.71 | 21.53 | 21.7 | 136.3 | -273 | -273 | 0 |  |  | 20 | 0 | 1.294 | 1.289 | 1.699 | 1.339 | 0 | 0 | 0 | 0 | 0 | 0 | 0 | 2.475 | 2.509 | 0.7359 | 0.8974 | 701.9
5220 | 2.121 | 248.8 | 0 | 0 | 0 | 0 | 0.9107 | 464 | 19.58 | 0.0328 | 0.1031 | 20.86 | 1 | 266.7 | 263.2 | 0.8872 | 112 | 170.4 | 167.7 | 0 | 0 | 0 | 0 | 0 | -2.725 | 20 | 0 | 0.002901 | 2.512 | 1 | 0.479 | 0.0003491 | 1.102 | 0.000803 | 0 | 0.1059 | 0.1069 | 0 | 21.75 | 21.57 | 21.74 | 135.1 | -273 | -273 | 0 |  |  | 20 | 0 | 1.282 | 1.277 | 1.683 | 1.318 | 0 | 0 | 0 | 0 | 0 | 0 | 0 | 2.448 | 2.482 | 0.7278 | 0.8872 | 701.9
5240 | 2.122 | 247.3 | 0 | 0 | 0 | 0 | 0.9107 | 464 | 19.58 | 0.0328 | 0.1031 | 20.86 | 1 | 265.1 | 261.6 | 0.8772 | 111.2 | 169.1 | 166.3 | 0 | 0 | 0 | 0 | 0 | -2.709 | 20 | 0 | 0.002871 | 2.484 | 1 | 0.4803 | 0.0003498 | 1.105 | 0.0008046 | 0 | 0.1059 | 0.1069 | 0 | 21.8 | 21.61 | 21.79 | 134 | -273 | -273 | 0 |  |  | 20 | 0 | 1.27 | 1.265 | 1.667 | 1.297 | 0 | 0 | 0 | 0 | 0 | 0 | 0 | 2.421 | 2.455 | 0.7199 | 0.8772 | 701.9
5260 | 2.124 | 245.9 | 0 | 0 | 0 | 0 | 0.9107 | 464 | 19.58 | 0.0328 | 0.1031 | 20.86 | 1 | 263.6 | 260.1 | 0.8674 | 110.4 | 167.7 | 164.8 | 0 | 0 | 0 | 0 | 0 | -2.693 | 20 | 0 | 0.002841 | 2.457 | 1 | 0.4817 | 0.0003505 | 1.108 | 0.0008062 | 0 | 0.1059 | 0.1069 | 0 | 21.84 | 21.65 | 21.83 | 132.8 | -273 | -273 | 0 |  |  | 20 | 0 | 1.258 | 1.253 | 1.651 | 1.276 | 0 | 0 | 0 | 0 | 0 | 0 | 0 | 2.395 | 2.429 | 0.7122 | 0.8674 | 701.9
5280 | 2.126 | 244.5 | 0 | 0 | 0 | 0 | 0.9107 | 464 | 19.58 | 0.0328 | 0.1031 | 20.86 | 1 | 262 | 258.6 | 0.8579 | 109.7 | 166.4 | 163.3 | 0 | 0 | 0 | 0 | 0 | -2.677 | 20 | 0 | 0.002811 | 2.431 | 1 | 0.483 | 0.0003512 | 1.111 | 0.0008078 | 0 | 0.1059 | 0.1069 | 0 | 21.88 | 21.69 | 21.88 | 131.7 | -273 | -273 | 0 |  |  | 20 | 0 | 1.246 | 1.242 | 1.636 | 1.256 | 0 | 0 | 0 | 0 | 0 | 0 | 0 | 2.37 | 2.403 | 0.7046 | 0.8579 | 701.9
5300 | 2.127 | 243.1 | 0 | 0 | 0 | 0 | 0.9107 | 464 | 19.58 | 0.0328 | 0.1031 | 20.86 | 1 | 260.5 | 257.1 | 0.8485 | 108.9 | 165.1 | 161.9 | 0 | 0 | 0 | 0 | 0 | -2.661 | 20 | 0 | 0.002782 | 2.405 | 1 | 0.4843 | 0.0003519 | 1.114 | 0.0008094 | 0 | 0.1059 | 0.1069 | 0 | 21.93 | 21.74 | 21.92 | 130.6 | -273 | -273 | 0 |  |  | 20 | 0 | 1.235 | 1.231 | 1.62 | 1.236 | 0 | 0 | 0 | 0 | 0 | 0 | 0 | 2.345 | 2.378 | 0.6972 | 0.8485 | 701.9
5320 | 2.129 | 241.7 | 0 | 0 | 0 | 0 | 0.9107 | 464 | 19.58 | 0.0328 | 0.1031 | 20.86 | 1 | 259 | 255.6 | 0.8394 | 108.2 | 163.9 | 160.5 | 0 | 0 | 0 | 0 | 0 | -2.645 | 20 | 0 | 0.002753 | 2.379 | 1 | 0.4856 | 0.0003526 | 1.117 | 0.0008109 | 0 | 0.1059 | 0.1069 | 0 | 21.97 | 21.78 | 21.97 | 129.5 | -273 | -273 | 0 |  |  | 20 | 0 | 1.223 | 1.219 | 1.605 | 1.217 | 0 | 0 | 0 | 0 | 0 | 0 | 0 | 2.321 | 2.354 | 0.69 | 0.8394 | 701.9
5340 | 2.131 | 240.3 | 0 | 0 | 0 | 0 | 0.9107 | 464 | 19.58 | 0.0328 | 0.1031 | 20.86 | 1 | 257.6 | 254.1 | 0.8304 | 107.5 | 162.6 | 159.1 | 0 | 0 | 0 | 0 | 0 | -2.63 | 20 | 0 | 0.002725 | 2.354 | 1 | 0.4869 | 0.0003532 | 1.12 | 0.0008125 | 0 | 0.1059 | 0.1069 | 0 | 22.02 | 21.82 | 22.01 | 128.4 | -273 | -273 | 0 |  |  | 20 | 0 | 1.212 | 1.208 | 1.59 | 1.198 | 0 | 0 | 0 | 0 | 0 | 0 | 0 | 2.297 | 2.329 | 0.6829 | 0.8304 | 701.9
5360 | 2.132 | 238.9 | 0 | 0 | 0 | 0 | 0.9107 | 464 | 19.58 | 0.0328 | 0.1031 | 20.86 | 1 | 256.1 | 252.7 | 0.8217 | 106.8 | 161.4 | 157.8 | 0 | 0 | 0 | 0 | 0 | -2.614 | 20 | 0 | 0.002697 | 2.33 | 1 | 0.4882 | 0.0003539 | 1.123 | 0.000814 | 0 | 0.1059 | 0.1069 | 0 | 22.07 | 21.87 | 22.06 | 127.4 | -273 | -273 | 0 |  |  | 20 | 0 | 1.201 | 1.198 | 1.576 | 1.179 | 0 | 0 | 0 | 0 | 0 | 0 | 0 | 2.274 | 2.306 | 0.6759 | 0.8217 | 701.9
5380 | 2.134 | 237.6 | 0 | 0 | 0 | 0 | 0.9107 | 464 | 19.58 | 0.0328 | 0.1031 | 20.86 | 1 | 254.7 | 251.3 | 0.8131 | 106.1 | 160.2 | 156.4 | 0 | 0 | 0 | 0 | 0 | -2.599 | 20 | 0 | 0.00267 | 2.306 | 1 | 0.4895 | 0.0003546 | 1.126 | 0.0008155 | 0 | 0.1059 | 0.1069 | 0 | 22.11 | 21.91 | 22.1 | 126.3 | -273 | -273 | 0 |  |  | 20 | 0 | 1.191 | 1.187 | 1.562 | 1.161 | 0 | 0 | 0 | 0 | 0 | 0 | 0 | 2.251 | 2.283 | 0.6691 | 0.8131 | 701.9
5400 | 2.135 | 236.3 | 0 | 0 | 0 | 0 | 0.9107 | 464 | 19.58 | 0.0328 | 0.1031 | 20.86 | 1 | 253.3 | 249.9 | 0.8047 | 105.4 | 159 | 155.1 | 0 | 0 | 0 | 0 | 0 | -2.584 | 20 | 0 | 0.002643 | 2.283 | 1 | 0.4908 | 0.0003552 | 1.129 | 0.000817 | 0 | 0.1059 | 0.1069 | 0 | 22.16 | 21.95 | 22.15 | 125.2 | -273 | -273 | 0 |  |  | 20 | 0 | 1.18 | 1.177 | 1.548 | 1.143 | 0 | 0 | 0 | 0 | 0 | 0 | 0 | 2.229 | 2.26 | 0.6625 | 0.8047 | 701.9
5420 | 2.137 | 235 | 0 | 0 | 0 | 0 | 0.9107 | 464 | 19.58 | 0.0328 | 0.1031 | 20.86 | 1 | 251.8 | 248.5 | 0.7965 | 104.7 | 157.8 | 153.8 | 0 | 0 | 0 | 0 | 0 | -2.569 | 20 | 0 | 0.002616 | 2.26 | 1 | 0.492 | 0.0003558 | 1.132 | 0.0008184 | 0 | 0.1059 | 0.1069 | 0 | 22.21 | 22 | 22.2 | 124.2 | -273 | -273 | 0 |  |  | 20 | 0 | 1.169 | 1.166 | 1.534 | 1.125 | 0 | 0 | 0 | 0 | 0 | 0 | 0 | 2.207 | 2.238 | 0.6559 | 0.7965 | 701.9
5440 | 2.138 | 233.7 | 0 | 0 | 0 | 0 | 0.9107 | 464 | 19.58 | 0.0328 | 0.1031 | 20.86 | 1 | 250.5 | 247.1 | 0.7884 | 104.1 | 156.7 | 152.5 | 0 | 0 | 0 | 0 | 0 | -2.554 | 20 | 0 | 0.00259 | 2.238 | 1 | 0.4933 | 0.0003565 | 1.135 | 0.0008199 | 0 | 0.1059 | 0.1069 | 0 | 22.26 | 22.04 | 22.25 | 123.2 | -273 | -273 | 0 |  |  | 20 | 0 | 1.159 | 1.156 | 1.52 | 1.107 | 0 | 0 | 0 | 0 | 0 | 0 | 0 | 2.186 | 2.216 | 0.6496 | 0.7884 | 701.9
5460 | 2.14 | 232.4 | 0 | 0 | 0 | 0 | 0.9107 | 464 | 19.58 | 0.0328 | 0.1031 | 20.86 | 1 | 249.1 | 245.8 | 0.7805 | 103.4 | 155.5 | 151.3 | 0 | 0 | 0 | 0 | 0 | -2.54 | 20 | 0 | 0.002564 | 2.216 | 1 | 0.4945 | 0.0003571 | 1.137 | 0.0008213 | 0 | 0.1059 | 0.1069 | 0 | 22.31 | 22.09 | 22.3 | 122.1 | -273 | -273 | 0 |  |  | 20 | 0 | 1.149 | 1.146 | 1.507 | 1.09 | 0 | 0 | 0 | 0 | 0 | 0 | 0 | 2.165 | 2.195 | 0.6433 | 0.7805 | 701.9
5480 | 2.141 | 231.2 | 0 | 0 | 0 | 0 | 0.9107 | 464 | 19.58 | 0.0328 | 0.1031 | 20.86 | 1 | 247.7 | 244.4 | 0.7728 | 102.7 | 154.4 | 150 | 0 | 0 | 0 | 0 | 0 | -2.525 | 20 | 0 | 0.002538 | 2.194 | 1 | 0.4958 | 0.0003577 | 1.14 | 0.0008228 | 0 | 0.1059 | 0.1069 | 0 | 22.35 | 22.14 | 22.34 | 121.1 | -273 | -273 | 0 |  |  | 20 | 0 | 1.139 | 1.137 | 1.493 | 1.073 | 0 | 0 | 0 | 0 | 0 | 0 | 0 | 2.144 | 2.174 | 0.6371 | 0.7728 | 701.9
5500 | 2.143 | 229.9 | 0 | 0 | 0 | 0 | 0.9107 | 464 | 19.58 | 0.0328 | 0.1031 | 20.86 | 1 | 246.4 | 243.1 | 0.7652 | 102.1 | 153.3 | 148.8 | 0 | 0 | 0 | 0 | 0 | -2.511 | 20 | 0 | 0.002513 | 2.173 | 1 | 0.497 | 0.0003583 | 1.143 | 0.0008242 | 0 | 0.1059 | 0.1069 | 0 | 22.4 | 22.18 | 22.39 | 120.1 | -273 | -273 | 0 |  |  | 20 | 0 | 1.129 | 1.127 | 1.48 | 1.056 | 0 | 0 | 0 | 0 | 0 | 0 | 0 | 2.124 | 2.153 | 0.6311 | 0.7652 | 701.9
5520 | 2.144 | 228.7 | 0 | 0 | 0 | 0 | 0.9107 | 464 | 19.58 | 0.0328 | 0.1031 | 20.86 | 1 | 245.1 | 241.8 | 0.7578 | 101.5 | 152.2 | 147.6 | 0 | 0 | 0 | 0 | 0 | -2.497 | 20 | 0 | 0.002488 | 2.152 | 1 | 0.4982 | 0.0003589 | 1.146 | 0.0008256 | 0 | 0.1059 | 0.1069 | 0 | 22.45 | 22.23 | 22.44 | 119.2 | -273 | -273 | 0 |  |  | 20 | 0 | 1.12 | 1.118 | 1.468 | 1.04 | 0 | 0 | 0 | 0 | 0 | 0 | 0 | 2.104 | 2.133 | 0.6252 | 0.7578 | 701.9
5540 | 2.145 | 227.5 | 0 | 0 | 0 | 0 | 0.9107 | 464 | 19.58 | 0.0328 | 0.1031 | 20.86 | 1 | 243.8 | 240.5 | 0.7505 | 100.8 | 151.1 | 146.4 | 0 | 0 | 0 | 0 | 0 | -2.483 | 20 | 0 | 0.002463 | 2.132 | 1 | 0.4994 | 0.0003595 | 1.149 | 0.0008269 | 0 | 0.1059 | 0.1069 | 0 | 22.5 | 22.28 | 22.49 | 118.2 | -273 | -273 | 0 |  |  | 20 | 0 | 1.11 | 1.108 | 1.455 | 1.024 | 0 | 0 | 0 | 0 | 0 | 0 | 0 | 2.084 | 2.113 | 0.6194 | 0.7505 | 701.9
5560 | 2.147 | 226.3 | 0 | 0 | 0 | 0 | 0.9107 | 464 | 19.58 | 0.0328 | 0.1031 | 20.86 | 1 | 242.5 | 239.3 | 0.7434 | 100.2 | 150.1 | 145.2 | 0 | 0 | 0 | 0 | 0 | -2.469 | 20 | 0 | 0.002439 | 2.112 | 1 | 0.5006 | 0.0003601 | 1.151 | 0.0008283 | 0 | 0.1059 | 0.1069 | 0 | 22.56 | 22.32 | 22.54 | 117.2 | -273 | -273 | 0 |  |  | 20 | 0 | 1.101 | 1.099 | 1.443 | 1.008 | 0 | 0 | 0 | 0 | 0 | 0 | 0 | 2.065 | 2.094 | 0.6137 | 0.7434 | 701.9
5580 | 2.148 | 225.1 | 0 | 0 | 0 | 0 | 0.9107 | 464 | 19.58 | 0.0328 | 0.1031 | 20.86 | 1 | 241.2 | 238 | 0.7368 | 100.1 | 149.1 | 144.1 | 0 | 0 | 0 | 0 | 0 | -2.453 | 20 | 0 | -0.008305 | 2.092 | 1 | 0.5018 | 0.0003603 | 1.154 | 0.0008287 | 0 | 0.1059 | 0.1069 | 0 | 22.61 | 22.37 | 22.59 | 116.3 | -273 | -273 | 0 |  |  | 20 | 0 | 1.091 | 1.089 | 1.419 | 0.9791 | 0 | 0 | 0 | 0 | 0 | 0 | 0 | 2.047 | 2.075 | 0.6086 | 0.7368 | 701.9
5600 | 2.149 | 224 | 0 | 0 | 0 | 0 | 0.9107 | 464 | 19.58 | 0.0328 | 0.1031 | 20.86 | 1 | 240 | 236.8 | 0.7306 | 100 | 148.3 | 143.2 | 0 | 0 | 0 | 0 | 0 | -2.47 | 20 | 0 | 0.008768 | 2.074 | 1 | 0.5029 | 0.0003604 | 1.157 | 0.0008288 | 0 | 0.1059 | 0.1069 | 0 | 22.66 | 22.42 | 22.65 | 115.3 | -273 | -273 | 0 |  |  | 20 | 0 | 1.08 | 1.079 | 1.396 | 0.9515 | 0 | 0 | 0 | 0 | 0 | 0 | 0 | 2.03 | 2.057 | 0.6037 | 0.7306 | 701.9
5620 | 2.151 | 222.9 | 0 | 0 | 0 | 0 | 0.9107 | 464 | 19.58 | 0.0328 | 0.1031 | 20.86 | 1 | 238.8 | 235.6 | 0.7246 | 100 | 147.6 | 142.3 | 0 | 0 | 0 | 0 | 0 | -2.458 | 20 | 0 | -0.002248 | 2.056 | 1 | 0.504 | 0.0003604 | 1.159 | 0.0008288 | 0 | 0.1059 | 0.1069 | 0 | 22.71 | 22.47 | 22.7 | 114.4 | -273 | -273 | 0 |  |  | 20 | 0 | 1.07 | 1.069 | 1.373 | 0.9234 | 0 | 0 | 0 | 0 | 0 | 0 | 0 | 2.013 | 2.04 | 0.5991 | 0.7246 | 701.9
5640 | 2.152 | 221.8 | 0 | 0 | 0 | 0 | 0.9107 | 464 | 19.58 | 0.0328 | 0.1031 | 20.86 | 1 | 237.6 | 234.4 | 0.7188 | 100 | 146.9 | 141.4 | 0 | 0 | 0 | 0 | 0 | -2.461 | 20 | 0 | 0.0002739 | 2.038 | 1 | 0.5051 | 0.0003604 | 1.162 | 0.0008288 | 0 | 0.1059 | 0.1069 | 0 | 22.76 | 22.52 | 22.75 | 113.4 | -273 | -273 | 0 |  |  | 20 | 0 | 1.059 | 1.058 | 1.352 | 0.8977 | 0 | 0 | 0 | 0 | 0 | 0 | 0 | 1.997 | 2.023 | 0.5946 | 0.7188 | 701.9
5660 | 2.153 | 220.8 | 0 | 0 | 0 | 0 | 0.9107 | 464 | 19.58 | 0.0328 | 0.1031 | 20.86 | 1 | 236.4 | 233.3 | 0.7129 | 99.74 | 146.2 | 140.6 | 0 | 0 | 0 | 0 | 0 | -2.457 | 20 | 0 | 0.001771 | 2.021 | 1 | 0.5062 | 0.0003606 | 1.164 | 0.0008294 | 0 | 0.1059 | 0.1069 | 0 | 22.81 | 22.57 | 22.8 | 112.5 | -273 | -273 | 0 |  |  | 20 | 0 | 1.049 | 1.049 | 1.339 | 0.8812 | 0 | 0 | 0 | 0 | 0 | 0 | 0 | 1.98 | 2.007 | 0.59 | 0.7129 | 701.9
5680 | 2.154 | 219.7 | 0 | 0 | 0 | 0 | 0.9107 | 464 | 19.58 | 0.0328 | 0.1031 | 20.86 | 1 | 235.3 | 232.1 | 0.707 | 99.29 | 145.3 | 139.7 | 0 | 0 | 0 | 0 | 0 | -2.447 | 20 | 0 | 0.001991 | 2.004 | 1 | 0.5073 | 0.000361 | 1.167 | 0.0008304 | 0 | 0.1059 | 0.1069 | 0 | 22.87 | 22.62 | 22.86 | 111.6 | -273 | -273 | 0 |  |  | 20 | 0 | 1.04 | 1.039 | 1.33 | 0.8689 | 0 | 0 | 0 | 0 | 0 | 0 | 0 | 1.964 | 1.99 | 0.5852 | 0.707 | 701.9
5700 | 2.156 | 218.6 | 0 | 0 | 0 | 0 | 0.9107 | 464 | 19.58 | 0.0328 | 0.1031 | 20.86 | 1 | 234.1 | 231 | 0.701 | 98.81 | 144.5 | 138.8 | 0 | 0 | 0 | 0 | 0 | -2.436 | 20 | 0 | 0.002049 | 1.987 | 1 | 0.5084 | 0.0003615 | 1.169 | 0.0008315 | 0 | 0.1059 | 0.1069 | 0 | 22.92 | 22.67 | 22.91 | 110.7 | -273 | -273 | 0 |  |  | 20 | 0 | 1.031 | 1.031 | 1.32 | 0.8568 | 0 | 0 | 0 | 0 | 0 | 0 | 0 | 1.948 | 1.974 | 0.5805 | 0.701 | 701.9
5720 | 2.157 | 217.6 | 0 | 0 | 0 | 0 | 0.9107 | 464 | 19.58 | 0.0328 | 0.1031 | 20.86 | 1 | 233 | 229.9 | 0.6951 | 98.31 | 143.7 | 137.8 | 0 | 0 | 0 | 0 | 0 | -2.424 | 20 | 0 | 0.00207 | 1.971 | 1 | 0.5095 | 0.000362 | 1.172 | 0.0008326 | 0 | 0.1059 | 0.1069 | 0 | 22.98 | 22.72 | 22.96 | 109.8 | -273 | -273 | 0 |  |  | 20 | 0 | 1.023 | 1.022 | 1.311 | 0.8446 | 0 | 0 | 0 | 0 | 0 | 0 | 0 | 1.932 | 1.958 | 0.5758 | 0.6951 | 701.9
5740 | 2.158 | 216.6 | 0 | 0 | 0 | 0 | 0.9107 | 464 | 19.58 | 0.0328 | 0.1031 | 20.86 | 1 | 231.8 | 228.8 | 0.6893 | 97.81 | 142.8 | 136.9 | 0 | 0 | 0 | 0 | 0 | -2.413 | 20 | 0 | 0.002076 | 1.954 | 1 | 0.5106 | 0.0003625 | 1.174 | 0.0008337 | 0 | 0.1059 | 0.1069 | 0 | 23.03 | 22.77 | 23.02 | 109 | -273 | -273 | 0 |  |  | 20 | 0 | 1.014 | 1.014 | 1.302 | 0.8324 | 0 | 0 | 0 | 0 | 0 | 0 | 0 | 1.917 | 1.942 | 0.5711 | 0.6893 | 701.9
5760 | 2.159 | 215.5 | 0 | 0 | 0 | 0 | 0.9107 | 464 | 19.58 | 0.0328 | 0.1031 | 20.86 | 1 | 230.7 | 227.7 | 0.6836 | 97.31 | 142 | 135.9 | 0 | 0 | 0 | 0 | 0 | -2.401 | 20 | 0 | 0.002075 | 1.938 | 1 | 0.5116 | 0.000363 | 1.177 | 0.0008348 | 0 | 0.1059 | 0.1069 | 0 | 23.08 | 22.82 | 23.07 | 108.1 | -273 | -273 | 0 |  |  | 20 | 0 | 1.006 | 1.006 | 1.292 | 0.8202 | 0 | 0 | 0 | 0 | 0 | 0 | 0 | 1.901 | 1.926 | 0.5666 | 0.6836 | 701.9
5780 | 2.16 | 214.5 | 0 | 0 | 0 | 0 | 0.9107 | 464 | 19.58 | 0.0328 | 0.1031 | 20.86 | 1 | 229.6 | 226.6 | 0.6779 | 96.81 | 141.1 | 135 | 0 | 0 | 0 | 0 | 0 | -2.39 | 20 | 0 | 0.002069 | 1.922 | 1 | 0.5127 | 0.0003635 | 1.179 | 0.000836 | 0 | 0.1059 | 0.1069 | 0 | 23.14 | 22.87 | 23.13 | 107.2 | -273 | -273 | 0 |  |  | 20 | 0 | 0.9982 | 0.9981 | 1.283 | 0.8082 | 0 | 0 | 0 | 0 | 0 | 0 | 0 | 1.886 | 1.911 | 0.562 | 0.6779 | 701.9
5800 | 2.162 | 213.5 | 0 | 0 | 0 | 0 | 0.9107 | 464 | 19.58 | 0.0328 | 0.1031 | 20.86 | 1 | 228.5 | 225.5 | 0.6723 | 96.31 | 140.3 | 134.1 | 0 | 0 | 0 | 0 | 0 | -2.378 | 20 | 0 | 0.002061 | 1.906 | 1 | 0.5138 | 0.0003639 | 1.182 | 0.0008371 | 0 | 0.1059 | 0.1069 | 0 | 23.2 | 22.93 | 23.18 | 106.4 | -273 | -273 | 0 |  |  | 20 | 0 | 0.9903 | 0.9903 | 1.273 | 0.7962 | 0 | 0 | 0 | 0 | 0 | 0 | 0 | 1.871 | 1.895 | 0.5576 | 0.6723 | 701.9
5820 | 2.163 | 212.5 | 0 | 0 | 0 | 0 | 0.9107 | 464 | 19.58 | 0.0328 | 0.1031 | 20.86 | 1 | 227.4 | 224.4 | 0.6669 | 95.82 | 139.5 | 133.1 | 0 | 0 | 0 | 0 | 0 | -2.367 | 20 | 0 | 0.00205 | 1.891 | 1 | 0.5148 | 0.0003644 | 1.184 | 0.0008382 | 0 | 0.1059 | 0.1069 | 0 | 23.25 | 22.98 | 23.24 | 105.6 | -273 | -273 | 0 |  |  | 20 | 0 | 0.9826 | 0.9827 | 1.264 | 0.7843 | 0 | 0 | 0 | 0 | 0 | 0 | 0 | 1.856 | 1.88 | 0.5532 | 0.6669 | 701.9
5840 | 2.164 | 211.5 | 0 | 0 | 0 | 0 | 0.9107 | 464 | 19.58 | 0.0328 | 0.1031 | 20.86 | 1 | 226.4 | 223.4 | 0.6615 | 95.33 | 138.6 | 132.2 | 0 | 0 | 0 | 0 | 0 | -2.356 | 20 | 0 | 0.002038 | 1.876 | 1 | 0.5159 | 0.0003649 | 1.187 | 0.0008393 | 0 | 0.1059 | 0.1069 | 0 | 23.31 | 23.03 | 23.29 | 104.7 | -273 | -273 | 0 |  |  | 20 | 0 | 0.975 | 0.9752 | 1.255 | 0.7725 | 0 | 0 | 0 | 0 | 0 | 0 | 0 | 1.842 | 1.865 | 0.5489 | 0.6615 | 701.9
5860 | 2.165 | 210.5 | 0 | 0 | 0 | 0 | 0.9107 | 464 | 19.58 | 0.0328 | 0.1031 | 20.86 | 1 | 225.3 | 222.3 | 0.6561 | 94.85 | 137.8 | 131.3 | 0 | 0 | 0 | 0 | 0 | -2.344 | 20 | 0 | 0.002025 | 1.861 | 1 | 0.5169 | 0.0003654 | 1.189 | 0.0008404 | 0 | 0.1059 | 0.1069 | 0 | 23.36 | 23.08 | 23.35 | 103.9 | -273 | -273 | 0 |  |  | 20 | 0 | 0.9675 | 0.9678 | 1.245 | 0.7609 | 0 | 0 | 0 | 0 | 0 | 0 | 0 | 1.827 | 1.851 | 0.5447 | 0.6561 | 701.9
5880 | 2.166 | 209.5 | 0 | 0 | 0 | 0 | 0.9107 | 464 | 19.58 | 0.0328 | 0.1031 | 20.86 | 1 | 224.2 | 221.3 | 0.6509 | 94.37 | 137 | 130.4 | 0 | 0 | 0 | 0 | 0 | -2.333 | 20 | 0 | 0.002011 | 1.846 | 1 | 0.518 | 0.0003659 | 1.191 | 0.0008415 | 0 | 0.1059 | 0.1069 | 0 | 23.42 | 23.14 | 23.41 | 103.1 | -273 | -273 | 0 |  |  | 20 | 0 | 0.9602 | 0.9605 | 1.236 | 0.7494 | 0 | 0 | 0 | 0 | 0 | 0 | 0 | 1.813 | 1.837 | 0.5405 | 0.6509 | 701.9
5900 | 2.167 | 208.6 | 0 | 0 | 0 | 0 | 0.9107 | 464 | 19.58 | 0.0328 | 0.1031 | 20.86 | 1 | 223.2 | 220.2 | 0.6458 | 93.89 | 136.2 | 129.5 | 0 | 0 | 0 | 0 | 0 | -2.322 | 20 | 0 | 0.001997 | 1.831 | 1 | 0.519 | 0.0003664 | 1.194 | 0.0008426 | 0 | 0.1059 | 0.1069 | 0 | 23.48 | 23.19 | 23.46 | 102.3 | -273 | -273 | 0 |  |  | 20 | 0 | 0.9529 | 0.9533 | 1.227 | 0.7381 | 0 | 0 | 0 | 0 | 0 | 0 | 0 | 1.799 | 1.822 | 0.5364 | 0.6458 | 701.9
5920 | 2.168 | 207.6 | 0 | 0 | 0 | 0 | 0.9107 | 464 | 19.58 | 0.0328 | 0.1031 | 20.86 | 1 | 222.2 | 219.2 | 0.6407 | 93.42 | 135.4 | 128.7 | 0 | 0 | 0 | 0 | 0 | -2.311 | 20 | 0 | 0.001982 | 1.817 | 1 | 0.5201 | 0.0003668 | 1.196 | 0.0008437 | 0 | 0.1059 | 0.1069 | 0 | 23.54 | 23.25 | 23.52 | 101.5 | -273 | -273 | 0 |  |  | 20 | 0 | 0.9457 | 0.9463 | 1.218 | 0.7269 | 0 | 0 | 0 | 0 | 0 | 0 | 0 | 1.786 | 1.808 | 0.5323 | 0.6407 | 701.9
5940 | 2.169 | 206.7 | 0 | 0 | 0 | 0 | 0.9107 | 464 | 19.58 | 0.0328 | 0.1031 | 20.86 | 1 | 221.1 | 218.2 | 0.6358 | 92.96 | 134.6 | 127.8 | 0 | 0 | 0 | 0 | 0 | -2.3 | 20 | 0 | 0.001967 | 1.803 | 1 | 0.5211 | 0.0003673 | 1.198 | 0.0008448 | 0 | 0.1059 | 0.1069 | 0 | 23.59 | 23.3 | 23.58 | 100.7 | -273 | -273 | 0 |  |  | 20 | 0 | 0.9387 | 0.9393 | 1.209 | 0.7158 | 0 | 0 | 0 | 0 | 0 | 0 | 0 | 1.772 | 1.795 | 0.5283 | 0.6358 | 701.9
5960 | 2.171 | 205.7 | 0 | 0 | 0 | 0 | 0.9107 | 464 | 19.58 | 0.0328 | 0.1031 | 20.86 | 1 | 220.1 | 217.2 | 0.6309 | 92.49 | 133.9 | 126.9 | 0 | 0 | 0 | 0 | 0 | -2.289 | 20 | 0 | 0.001952 | 1.789 | 1 | 0.5221 | 0.0003678 | 1.201 | 0.0008458 | 0 | 0.1059 | 0.1069 | 0 | 23.65 | 23.36 | 23.64 | 99.96 | -273 | -273 | 0 |  |  | 20 | 0 | 0.9318 | 0.9324 | 1.201 | 0.7049 | 0 | 0 | 0 | 0 | 0 | 0 | 0 | 1.759 | 1.781 | 0.5244 | 0.6309 | 701.9
5980 | 2.172 | 204.8 | 0 | 0 | 0 | 0 | 0.9107 | 464 | 19.58 | 0.0328 | 0.1031 | 20.86 | 1 | 219.1 | 216.2 | 0.626 | 92.04 | 133.1 | 126.1 | 0 | 0 | 0 | 0 | 0 | -2.278 | 20 | 0 | 0.001937 | 1.775 | 1 | 0.5231 | 0.0003682 | 1.203 | 0.0008469 | 0 | 0.1059 | 0.1069 | 0 | 23.71 | 23.41 | 23.7 | 99.2 | -273 | -273 | 0 |  |  | 20 | 0 | 0.9249 | 0.9257 | 1.192 | 0.6941 | 0 | 0 | 0 | 0 | 0 | 0 | 0 | 1.746 | 1.768 | 0.5205 | 0.626 | 701.9
6000 | 2.173 | 203.9 | 0 | 0 | 0 | 0 | 0.9107 | 464 | 19.58 | 0.0328 | 0.1031 | 20.86 | 1 | 218.1 | 215.3 | 0.6213 | 91.59 | 132.3 | 125.2 | 0 | 0 | 0 | 0 | 0 | -2.267 | 20 | 0 | 0.001921 | 1.762 | 1 | 0.5241 | 0.0003687 | 1.205 | 0.0008479 | 0 | 0.1059 | 0.1069 | 0 | 23.77 | 23.47 | 23.76 | 98.44 | -273 | -273 | 0 |  |  | 20 | 0 | 0.9182 | 0.919 | 1.184 | 0.6835 | 0 | 0 | 0 | 0 | 0 | 0 | 0 | 1.733 | 1.755 | 0.5167 | 0.6213 | 701.9
6020 | 2.174 | 203 | 0 | 0 | 0 | 0 | 0.9107 | 464 | 19.58 | 0.0328 | 0.1031 | 20.86 | 1 | 217.1 | 214.3 | 0.6166 | 91.14 | 131.6 | 124.4 | 0 | 0 | 0 | 0 | 0 | -2.256 | 20 | 0 | 0.001906 | 1.749 | 1 | 0.5251 | 0.0003691 | 1.208 | 0.000849 | 0 | 0.1059 | 0.1069 | 0 | 23.83 | 23.52 | 23.81 | 97.7 | -273 | -273 | 0 |  |  | 20 | 0 | 0.9115 | 0.9124 | 1.175 | 0.673 | 0 | 0 | 0 | 0 | 0 | 0 | 0 | 1.72 | 1.742 | 0.513 | 0.6166 | 701.9
6040 | 2.175 | 202.1 | 0 | 0 | 0 | 0 | 0.9107 | 464 | 19.58 | 0.0328 | 0.1031 | 20.86 | 1 | 216.2 | 213.3 | 0.612 | 90.7 | 130.9 | 123.6 | 0 | 0 | 0 | 0 | 0 | -2.246 | 20 | 0 | 0.00189 | 1.736 | 1 | 0.5261 | 0.0003696 | 1.21 | 0.00085 | 0 | 0.1059 | 0.1069 | 0 | 23.89 | 23.58 | 23.87 | 96.96 | -273 | -273 | 0 |  |  | 20 | 0 | 0.9049 | 0.9059 | 1.167 | 0.6627 | 0 | 0 | 0 | 0 | 0 | 0 | 0 | 1.708 | 1.73 | 0.5093 | 0.612 | 701.9
6060 | 2.176 | 201.2 | 0 | 0 | 0 | 0 | 0.9107 | 464 | 19.58 | 0.0328 | 0.1031 | 20.86 | 1 | 215.2 | 212.4 | 0.6075 | 90.26 | 130.1 | 122.8 | 0 | 0 | 0 | 0 | 0 | -2.235 | 20 | 0 | 0.001875 | 1.723 | 1 | 0.5271 | 0.00037 | 1.212 | 0.000851 | 0 | 0.1059 | 0.1069 | 0 | 23.95 | 23.64 | 23.93 | 96.23 | -273 | -273 | 0 |  |  | 20 | 0 | 0.8984 | 0.8995 | 1.159 | 0.6525 | 0 | 0 | 0 | 0 | 0 | 0 | 0 | 1.696 | 1.717 | 0.5057 | 0.6075 | 701.9
6080 | 2.177 | 200.3 | 0 | 0 | 0 | 0 | 0.9107 | 464 | 19.58 | 0.0328 | 0.1031 | 20.86 | 1 | 214.3 | 211.4 | 0.6031 | 89.83 | 129.4 | 122 | 0 | 0 | 0 | 0 | 0 | -2.225 | 20 | 0 | 0.001859 | 1.71 | 1 | 0.5281 | 0.0003705 | 1.215 | 0.000852 | 0 | 0.1059 | 0.1069 | 0 | 24.01 | 23.69 | 23.99 | 95.51 | -273 | -273 | 0 |  |  | 20 | 0 | 0.8921 | 0.8931 | 1.15 | 0.6424 | 0 | 0 | 0 | 0 | 0 | 0 | 0 | 1.684 | 1.705 | 0.5021 | 0.6031 | 701.9
6100 | 2.178 | 199.4 | 0 | 0 | 0 | 0 | 0.9107 | 464 | 19.58 | 0.0328 | 0.1031 | 20.86 | 1 | 213.3 | 210.5 | 0.5987 | 89.4 | 128.7 | 121.2 | 0 | 0 | 0 | 0 | 0 | -2.214 | 20 | 0 | 0.001844 | 1.698 | 1 | 0.5291 | 0.0003709 | 1.217 | 0.000853 | 0 | 0.1059 | 0.1069 | 0 | 24.07 | 23.75 | 24.06 | 94.8 | -273 | -273 | 0 |  |  | 20 | 0 | 0.8857 | 0.8869 | 1.142 | 0.6325 | 0 | 0 | 0 | 0 | 0 | 0 | 0 | 1.672 | 1.693 | 0.4986 | 0.5987 | 701.9
6120 | 2.179 | 198.6 | 0 | 0 | 0 | 0 | 0.9107 | 464 | 19.58 | 0.0328 | 0.1031 | 20.86 | 1 | 212.4 | 209.6 | 0.5944 | 88.98 | 128 | 120.4 | 0 | 0 | 0 | 0 | 0 | -2.204 | 20 | 0 | 0.001829 | 1.686 | 1 | 0.53 | 0.0003713 | 1.219 | 0.000854 | 0 | 0.1059 | 0.1069 | 0 | 24.13 | 23.81 | 24.12 | 94.1 | -273 | -273 | 0 |  |  | 20 | 0 | 0.8795 | 0.8807 | 1.134 | 0.6228 | 0 | 0 | 0 | 0 | 0 | 0 | 0 | 1.66 | 1.681 | 0.4952 | 0.5944 | 701.9
6140 | 2.18 | 197.7 | 0 | 0 | 0 | 0 | 0.9107 | 464 | 19.58 | 0.0328 | 0.1031 | 20.86 | 1 | 211.5 | 208.7 | 0.5901 | 88.56 | 127.3 | 119.7 | 0 | 0 | 0 | 0 | 0 | -2.194 | 20 | 0 | 0.001813 | 1.673 | 1 | 0.531 | 0.0003718 | 1.221 | 0.000855 | 0 | 0.1059 | 0.1069 | 0 | 24.19 | 23.87 | 24.18 | 93.41 | -273 | -273 | 0 |  |  | 20 | 0 | 0.8734 | 0.8747 | 1.127 | 0.6131 | 0 | 0 | 0 | 0 | 0 | 0 | 0 | 1.648 | 1.669 | 0.4918 | 0.5901 | 701.9
6160 | 2.181 | 196.9 | 0 | 0 | 0 | 0 | 0.9107 | 464 | 19.58 | 0.0328 | 0.1031 | 20.86 | 1 | 210.5 | 207.8 | 0.586 | 88.15 | 126.6 | 118.9 | 0 | 0 | 0 | 0 | 0 | -2.184 | 20 | 0 | 0.001798 | 1.662 | 1 | 0.5319 | 0.0003722 | 1.223 | 0.000856 | 0 | 0.1059 | 0.1069 | 0 | 24.26 | 23.92 | 24.24 | 92.72 | -273 | -273 | 0 |  |  | 20 | 0 | 0.8673 | 0.8687 | 1.119 | 0.6036 | 0 | 0 | 0 | 0 | 0 | 0 | 0 | 1.637 | 1.657 | 0.4884 | 0.586 | 701.9
6180 | 2.182 | 196 | 0 | 0 | 0 | 0 | 0.9107 | 464 | 19.58 | 0.0328 | 0.1031 | 20.86 | 1 | 209.6 | 206.9 | 0.5819 | 87.74 | 125.9 | 118.1 | 0 | 0 | 0 | 0 | 0 | -2.174 | 20 | 0 | 0.001783 | 1.65 | 1 | 0.5329 | 0.0003726 | 1.226 | 0.000857 | 0 | 0.1059 | 0.1069 | 0 | 24.32 | 23.98 | 24.3 | 92.04 | -273 | -273 | 0 |  |  | 20 | 0 | 0.8613 | 0.8627 | 1.111 | 0.5943 | 0 | 0 | 0 | 0 | 0 | 0 | 0 | 1.626 | 1.646 | 0.4851 | 0.5819 | 701.9
6200 | 2.183 | 195.2 | 0 | 0 | 0 | 0 | 0.9107 | 464 | 19.58 | 0.0328 | 0.1031 | 20.86 | 1 | 208.7 | 206 | 0.5778 | 87.34 | 125.2 | 117.4 | 0 | 0 | 0 | 0 | 0 | -2.164 | 20 | 0 | 0.001768 | 1.638 | 1 | 0.5338 | 0.000373 | 1.228 | 0.0008579 | 0 | 0.1059 | 0.1069 | 0 | 24.38 | 24.04 | 24.36 | 91.37 | -273 | -273 | 0 |  |  | 20 | 0 | 0.8554 | 0.8569 | 1.104 | 0.585 | 0 | 0 | 0 | 0 | 0 | 0 | 0 | 1.615 | 1.635 | 0.4818 | 0.5778 | 701.9
6220 | 2.184 | 194.4 | 0 | 0 | 0 | 0 | 0.9107 | 464 | 19.58 | 0.0328 | 0.1031 | 20.86 | 1 | 207.8 | 205.1 | 0.5738 | 86.94 | 124.6 | 116.7 | 0 | 0 | 0 | 0 | 0 | -2.154 | 20 | 0 | 0.001753 | 1.627 | 1 | 0.5348 | 0.0003734 | 1.23 | 0.0008589 | 0 | 0.1059 | 0.1069 | 0 | 24.44 | 24.1 | 24.43 | 90.71 | -273 | -273 | 0 |  |  | 20 | 0 | 0.8496 | 0.8511 | 1.096 | 0.5759 | 0 | 0 | 0 | 0 | 0 | 0 | 0 | 1.604 | 1.624 | 0.4786 | 0.5738 | 701.9
6240 | 2.185 | 193.6 | 0 | 0 | 0 | 0 | 0.9107 | 464 | 19.58 | 0.0328 | 0.1031 | 20.86 | 1 | 207 | 204.2 | 0.5699 | 86.54 | 123.9 | 115.9 | 0 | 0 | 0 | 0 | 0 | -2.144 | 20 | 0 | 0.001738 | 1.616 | 1 | 0.5357 | 0.0003738 | 1.232 | 0.0008598 | 0 | 0.1059 | 0.1069 | 0 | 24.51 | 24.16 | 24.49 | 90.06 | -273 | -273 | 0 |  |  | 20 | 0 | 0.8439 | 0.8454 | 1.089 | 0.567 | 0 | 0 | 0 | 0 | 0 | 0 | 0 | 1.593 | 1.613 | 0.4755 | 0.5699 | 701.9
6260 | 2.186 | 192.8 | 0 | 0 | 0 | 0 | 0.9107 | 464 | 19.58 | 0.0328 | 0.1031 | 20.86 | 1 | 206.1 | 203.4 | 0.566 | 86.15 | 123.3 | 115.2 | 0 | 0 | 0 | 0 | 0 | -2.134 | 20 | 0 | 0.001724 | 1.605 | 1 | 0.5366 | 0.0003742 | 1.234 | 0.0008608 | 0 | 0.1059 | 0.1069 | 0 | 24.57 | 24.22 | 24.55 | 89.41 | -273 | -273 | 0 |  |  | 20 | 0 | 0.8382 | 0.8398 | 1.081 | 0.5581 | 0 | 0 | 0 | 0 | 0 | 0 | 0 | 1.583 | 1.602 | 0.4724 | 0.566 | 701.9
6280 | 2.186 | 192 | 0 | 0 | 0 | 0 | 0.9107 | 464 | 19.58 | 0.0328 | 0.1031 | 20.86 | 1 | 205.2 | 202.5 | 0.5622 | 85.77 | 122.6 | 114.5 | 0 | 0 | 0 | 0 | 0 | -2.125 | 20 | 0 | 0.001709 | 1.594 | 1 | 0.5376 | 0.0003747 | 1.236 | 0.0008617 | 0 | 0.1059 | 0.1069 | 0 | 24.63 | 24.28 | 24.62 | 88.77 | -273 | -273 | 0 |  |  | 20 | 0 | 0.8326 | 0.8342 | 1.074 | 0.5494 | 0 | 0 | 0 | 0 | 0 | 0 | 0 | 1.572 | 1.592 | 0.4693 | 0.5622 | 701.9
6300 | 2.187 | 191.2 | 0 | 0 | 0 | 0 | 0.9107 | 464 | 19.58 | 0.0328 | 0.1031 | 20.86 | 1 | 204.4 | 201.7 | 0.5585 | 85.38 | 122 | 113.8 | 0 | 0 | 0 | 0 | 0 | -2.115 | 20 | 0 | 0.001695 | 1.583 | 1 | 0.5385 | 0.0003751 | 1.239 | 0.0008626 | 0 | 0.1059 | 0.1069 | 0 | 24.7 | 24.34 | 24.68 | 88.14 | -273 | -273 | 0 |  |  | 20 | 0 | 0.827 | 0.8287 | 1.067 | 0.5408 | 0 | 0 | 0 | 0 | 0 | 0 | 0 | 1.562 | 1.581 | 0.4663 | 0.5585 | 701.9
6320 | 2.188 | 190.4 | 0 | 0 | 0 | 0 | 0.9107 | 464 | 19.58 | 0.0328 | 0.1031 | 20.86 | 1 | 203.5 | 200.9 | 0.5548 | 85.01 | 121.4 | 113.1 | 0 | 0 | 0 | 0 | 0 | -2.106 | 20 | 0 | 0.00168 | 1.573 | 1 | 0.5394 | 0.0003754 | 1.241 | 0.0008635 | 0 | 0.1059 | 0.1069 | 0 | 24.76 | 24.4 | 24.74 | 87.51 | -273 | -273 | 0 |  |  | 20 | 0 | 0.8216 | 0.8233 | 1.06 | 0.5324 | 0 | 0 | 0 | 0 | 0 | 0 | 0 | 1.552 | 1.571 | 0.4633 | 0.5548 | 701.9
6340 | 2.189 | 189.6 | 0 | 0 | 0 | 0 | 0.9107 | 464 | 19.58 | 0.0328 | 0.1031 | 20.86 | 1 | 202.7 | 200 | 0.5511 | 84.63 | 120.7 | 112.5 | 0 | 0 | 0 | 0 | 0 | -2.096 | 20 | 0 | 0.001666 | 1.562 | 1 | 0.5403 | 0.0003758 | 1.243 | 0.0008644 | 0 | 0.1059 | 0.1069 | 0 | 24.83 | 24.46 | 24.81 | 86.9 | -273 | -273 | 0 |  |  | 20 | 0 | 0.8162 | 0.818 | 1.053 | 0.524 | 0 | 0 | 0 | 0 | 0 | 0 | 0 | 1.542 | 1.561 | 0.4604 | 0.5511 | 701.9
6360 | 2.19 | 188.8 | 0 | 0 | 0 | 0 | 0.9107 | 464 | 19.58 | 0.0328 | 0.1031 | 20.86 | 1 | 201.8 | 199.2 | 0.5475 | 84.26 | 120.1 | 111.8 | 0 | 0 | 0 | 0 | 0 | -2.087 | 20 | 0 | 0.001652 | 1.552 | 1 | 0.5412 | 0.0003762 | 1.245 | 0.0008653 | 0 | 0.1059 | 0.1069 | 0 | 24.89 | 24.52 | 24.87 | 86.29 | -273 | -273 | 0 |  |  | 20 | 0 | 0.8108 | 0.8127 | 1.046 | 0.5158 | 0 | 0 | 0 | 0 | 0 | 0 | 0 | 1.532 | 1.551 | 0.4575 | 0.5475 | 701.9
6380 | 2.191 | 188.1 | 0 | 0 | 0 | 0 | 0.9107 | 464 | 19.58 | 0.0328 | 0.1031 | 20.86 | 1 | 201 | 198.4 | 0.544 | 83.9 | 119.5 | 111.1 | 0 | 0 | 0 | 0 | 0 | -2.078 | 20 | 0 | 0.001638 | 1.542 | 1 | 0.5421 | 0.0003766 | 1.247 | 0.0008662 | 0 | 0.1059 | 0.1069 | 0 | 24.96 | 24.58 | 24.94 | 85.68 | -273 | -273 | 0 |  |  | 20 | 0 | 0.8056 | 0.8074 | 1.039 | 0.5077 | 0 | 0 | 0 | 0 | 0 | 0 | 0 | 1.523 | 1.541 | 0.4546 | 0.544 | 701.9
6400 | 2.192 | 187.3 | 0 | 0 | 0 | 0 | 0.9107 | 464 | 19.58 | 0.0328 | 0.1031 | 20.86 | 1 | 200.2 | 197.6 | 0.5405 | 83.53 | 118.9 | 110.5 | 0 | 0 | 0 | 0 | 0 | -2.069 | 20 | 0 | 0.001624 | 1.532 | 1 | 0.543 | 0.000377 | 1.249 | 0.0008671 | 0 | 0.1059 | 0.1069 | 0 | 25.02 | 24.65 | 25 | 85.09 | -273 | -273 | 0 |  |  | 20 | 0 | 0.8004 | 0.8023 | 1.033 | 0.4997 | 0 | 0 | 0 | 0 | 0 | 0 | 0 | 1.513 | 1.531 | 0.4518 | 0.5405 | 701.9
6420 | 2.193 | 186.6 | 0 | 0 | 0 | 0 | 0.9107 | 464 | 19.58 | 0.0328 | 0.1031 | 20.86 | 1 | 199.4 | 196.8 | 0.5371 | 83.18 | 118.3 | 109.8 | 0 | 0 | 0 | 0 | 0 | -2.06 | 20 | 0 | 0.001611 | 1.522 | 1 | 0.5439 | 0.0003774 | 1.251 | 0.000868 | 0 | 0.1059 | 0.1069 | 0 | 25.09 | 24.71 | 25.07 | 84.5 | -273 | -273 | 0 |  |  | 20 | 0 | 0.7952 | 0.7972 | 1.026 | 0.4919 | 0 | 0 | 0 | 0 | 0 | 0 | 0 | 1.504 | 1.522 | 0.4491 | 0.5371 | 701.9
6440 | 2.194 | 185.8 | 0 | 0 | 0 | 0 | 0.9107 | 464 | 19.58 | 0.0328 | 0.1031 | 20.86 | 1 | 198.6 | 196 | 0.5337 | 82.82 | 117.7 | 109.2 | 0 | 0 | 0 | 0 | 0 | -2.051 | 20 | 0 | 0.001597 | 1.513 | 1 | 0.5447 | 0.0003778 | 1.253 | 0.0008688 | 0 | 0.1059 | 0.1069 | 0 | 25.15 | 24.77 | 25.13 | 83.92 | -273 | -273 | 0 |  |  | 20 | 0 | 0.7902 | 0.7921 | 1.019 | 0.4841 | 0 | 0 | 0 | 0 | 0 | 0 | 0 | 1.495 | 1.512 | 0.4463 | 0.5337 | 701.9
6460 | 2.194 | 185.1 | 0 | 0 | 0 | 0 | 0.9107 | 464 | 19.58 | 0.0328 | 0.1031 | 20.86 | 1 | 197.8 | 195.2 | 0.5304 | 82.47 | 117.2 | 108.5 | 0 | 0 | 0 | 0 | 0 | -2.042 | 20 | 0 | 0.001584 | 1.503 | 1 | 0.5456 | 0.0003781 | 1.255 | 0.0008697 | 0 | 0.1059 | 0.1069 | 0 | 25.22 | 24.83 | 25.2 | 83.34 | -273 | -273 | 0 |  |  | 20 | 0 | 0.7851 | 0.7872 | 1.013 | 0.4765 | 0 | 0 | 0 | 0 | 0 | 0 | 0 | 1.485 | 1.503 | 0.4437 | 0.5304 | 701.9
6480 | 2.195 | 184.4 | 0 | 0 | 0 | 0 | 0.9107 | 464 | 19.58 | 0.0328 | 0.1031 | 20.86 | 1 | 197 | 194.5 | 0.5271 | 82.13 | 116.6 | 107.9 | 0 | 0 | 0 | 0 | 0 | -2.033 | 20 | 0 | 0.001571 | 1.494 | 1 | 0.5465 | 0.0003785 | 1.257 | 0.0008705 | 0 | 0.1059 | 0.1069 | 0 | 25.29 | 24.89 | 25.27 | 82.77 | -273 | -273 | 0 |  |  | 20 | 0 | 0.7802 | 0.7823 | 1.007 | 0.4689 | 0 | 0 | 0 | 0 | 0 | 0 | 0 | 1.476 | 1.494 | 0.441 | 0.5271 | 701.9
6500 | 2.196 | 183.7 | 0 | 0 | 0 | 0 | 0.9107 | 464 | 19.58 | 0.0328 | 0.1031 | 20.86 | 1 | 196.2 | 193.7 | 0.5238 | 81.78 | 116 | 107.3 | 0 | 0 | 0 | 0 | 0 | -2.024 | 20 | 0 | 0.001557 | 1.484 | 1 | 0.5473 | 0.0003789 | 1.259 | 0.0008714 | 0 | 0.1059 | 0.1069 | 0 | 25.35 | 24.96 | 25.33 | 82.21 | -273 | -273 | 0 |  |  | 20 | 0 | 0.7753 | 0.7774 | 1 | 0.4615 | 0 | 0 | 0 | 0 | 0 | 0 | 0 | 1.467 | 1.485 | 0.4384 | 0.5238 | 701.9
6520 | 2.197 | 183 | 0 | 0 | 0 | 0 | 0.9107 | 464 | 19.58 | 0.0328 | 0.1031 | 20.86 | 1 | 195.5 | 192.9 | 0.5207 | 81.45 | 115.5 | 106.7 | 0 | 0 | 0 | 0 | 0 | -2.016 | 20 | 0 | 0.001544 | 1.475 | 1 | 0.5482 | 0.0003792 | 1.261 | 0.0008722 | 0 | 0.1059 | 0.1069 | 0 | 25.42 | 25.02 | 25.4 | 81.65 | -273 | -273 | 0 |  |  | 20 | 0 | 0.7705 | 0.7726 | 0.9939 | 0.4542 | 0 | 0 | 0 | 0 | 0 | 0 | 0 | 1.459 | 1.476 | 0.4358 | 0.5207 | 701.9
6540 | 2.198 | 182.2 | 0 | 0 | 0 | 0 | 0.9107 | 464 | 19.58 | 0.0328 | 0.1031 | 20.86 | 1 | 194.7 | 192.2 | 0.5175 | 81.11 | 114.9 | 106.1 | 0 | 0 | 0 | 0 | 0 | -2.007 | 20 | 0 | 0.001532 | 1.466 | 1 | 0.549 | 0.0003796 | 1.263 | 0.000873 | 0 | 0.1059 | 0.1069 | 0 | 25.49 | 25.08 | 25.47 | 81.1 | -273 | -273 | 0 |  |  | 20 | 0 | 0.7657 | 0.7678 | 0.9877 | 0.447 | 0 | 0 | 0 | 0 | 0 | 0 | 0 | 1.45 | 1.467 | 0.4333 | 0.5175 | 701.9
6560 | 2.198 | 181.6 | 0 | 0 | 0 | 0 | 0.9107 | 464 | 19.58 | 0.0328 | 0.1031 | 20.86 | 1 | 193.9 | 191.4 | 0.5144 | 80.78 | 114.4 | 105.5 | 0 | 0 | 0 | 0 | 0 | -1.998 | 20 | 0 | 0.001519 | 1.457 | 1 | 0.5499 | 0.0003799 | 1.265 | 0.0008738 | 0 | 0.1059 | 0.1069 | 0 | 25.55 | 25.15 | 25.53 | 80.56 | -273 | -273 | 0 |  |  | 20 | 0 | 0.761 | 0.7632 | 0.9816 | 0.4399 | 0 | 0 | 0 | 0 | 0 | 0 | 0 | 1.442 | 1.459 | 0.4308 | 0.5144 | 701.9
6580 | 2.199 | 180.9 | 0 | 0 | 0 | 0 | 0.9107 | 464 | 19.58 | 0.0328 | 0.1031 | 20.86 | 1 | 193.2 | 190.7 | 0.5113 | 80.45 | 113.8 | 104.9 | 0 | 0 | 0 | 0 | 0 | -1.99 | 20 | 0 | 0.001506 | 1.448 | 1 | 0.5507 | 0.0003803 | 1.267 | 0.0008747 | 0 | 0.1059 | 0.1069 | 0 | 25.62 | 25.21 | 25.6 | 80.02 | -273 | -273 | 0 |  |  | 20 | 0 | 0.7563 | 0.7585 | 0.9756 | 0.4329 | 0 | 0 | 0 | 0 | 0 | 0 | 0 | 1.433 | 1.45 | 0.4283 | 0.5113 | 701.9
6600 | 2.2 | 180.2 | 0 | 0 | 0 | 0 | 0.9107 | 464 | 19.58 | 0.0328 | 0.1031 | 20.86 | 1 | 192.5 | 190 | 0.5083 | 80.13 | 113.3 | 104.3 | 0 | 0 | 0 | 0 | 0 | -1.982 | 20 | 0 | 0.001494 | 1.44 | 1 | 0.5515 | 0.0003806 | 1.269 | 0.0008755 | 0 | 0.1059 | 0.1069 | 0 | 25.69 | 25.27 | 25.67 | 79.49 | -273 | -273 | 0 |  |  | 20 | 0 | 0.7517 | 0.7539 | 0.9696 | 0.426 | 0 | 0 | 0 | 0 | 0 | 0 | 0 | 1.425 | 1.442 | 0.4259 | 0.5083 | 701.9
6620 | 2.201 | 179.5 | 0 | 0 | 0 | 0 | 0.9107 | 464 | 19.58 | 0.0328 | 0.1031 | 20.86 | 1 | 191.7 | 189.2 | 0.5053 | 79.8 | 112.7 | 103.7 | 0 | 0 | 0 | 0 | 0 | -1.973 | 20 | 0 | 0.001481 | 1.431 | 1 | 0.5524 | 0.000381 | 1.27 | 0.0008763 | 0 | 0.1059 | 0.1069 | 0 | 25.76 | 25.34 | 25.74 | 78.96 | -273 | -273 | 0 |  |  | 20 | 0 | 0.7471 | 0.7494 | 0.9637 | 0.4192 | 0 | 0 | 0 | 0 | 0 | 0 | 0 | 1.417 | 1.433 | 0.4235 | 0.5053 | 701.9
6640 | 2.202 | 178.8 | 0 | 0 | 0 | 0 | 0.9107 | 464 | 19.58 | 0.0328 | 0.1031 | 20.86 | 1 | 191 | 188.5 | 0.5024 | 79.49 | 112.2 | 103.2 | 0 | 0 | 0 | 0 | 0 | -1.965 | 20 | 0 | 0.001469 | 1.423 | 1 | 0.5532 | 0.0003813 | 1.272 | 0.0008771 | 0 | 0.1059 | 0.1069 | 0 | 25.83 | 25.4 | 25.8 | 78.45 | -273 | -273 | 0 |  |  | 20 | 0 | 0.7426 | 0.7449 | 0.9578 | 0.4125 | 0 | 0 | 0 | 0 | 0 | 0 | 0 | 1.409 | 1.425 | 0.4211 | 0.5024 | 701.9
6660 | 2.202 | 178.2 | 0 | 0 | 0 | 0 | 0.9107 | 464 | 19.58 | 0.0328 | 0.1031 | 20.86 | 1 | 190.3 | 187.8 | 0.4995 | 79.17 | 111.7 | 102.6 | 0 | 0 | 0 | 0 | 0 | -1.957 | 20 | 0 | 0.001457 | 1.415 | 1 | 0.554 | 0.0003817 | 1.274 | 0.0008778 | 0 | 0.1059 | 0.1069 | 0 | 25.89 | 25.47 | 25.87 | 77.93 | -273 | -273 | 0 |  |  | 20 | 0 | 0.7382 | 0.7405 | 0.952 | 0.4059 | 0 | 0 | 0 | 0 | 0 | 0 | 0 | 1.401 | 1.417 | 0.4187 | 0.4995 | 701.9
6680 | 2.203 | 177.5 | 0 | 0 | 0 | 0 | 0.9107 | 464 | 19.58 | 0.0328 | 0.1031 | 20.86 | 1 | 189.6 | 187.1 | 0.4966 | 78.86 | 111.2 | 102 | 0 | 0 | 0 | 0 | 0 | -1.949 | 20 | 0 | 0.001445 | 1.406 | 1 | 0.5548 | 0.000382 | 1.276 | 0.0008786 | 0 | 0.1059 | 0.1069 | 0 | 25.96 | 25.53 | 25.94 | 77.42 | -273 | -273 | 0 |  |  | 20 | 0 | 0.7338 | 0.7361 | 0.9463 | 0.3994 | 0 | 0 | 0 | 0 | 0 | 0 | 0 | 1.393 | 1.409 | 0.4164 | 0.4966 | 701.9
6700 | 2.204 | 176.8 | 0 | 0 | 0 | 0 | 0.9107 | 464 | 19.58 | 0.0328 | 0.1031 | 20.86 | 1 | 188.8 | 186.4 | 0.4976 | 78.55 | 110.7 | 101.5 | 0 | 0 | 0 | 0 | 0 | -1.941 | 20 | 0 | 0.001475 | 1.411 | 1 | 0.5557 | 0.0003823 | 1.278 | 0.0008794 | 0 | 0.1059 | 0.1069 | 0 | 26.03 | 25.6 | 26.01 | 76.92 | -273 | -273 | 0 |  |  | 20 | 0 | 0.7285 | 0.7318 | 0.9406 | 0.3928 | 0 | 0 | 0 | 0 | 0 | 0 | 0 | 1.397 | 1.413 | 0.4172 | 0.4976 | 701.9
6720 | 2.205 | 176.1 | 0 | 0 | 0 | 0 | 0.9107 | 464 | 19.58 | 0.0328 | 0.1031 | 20.86 | 1 | 188.1 | 185.7 | 0.4947 | 78.25 | 110.2 | 100.9 | 0 | 0 | 0 | 0 | 0 | -1.933 | 20 | 0 | 0.001424 | 1.402 | 1 | 0.5565 | 0.0003827 | 1.28 | 0.0008801 | 0 | 0.1059 | 0.1069 | 0 | 26.1 | 25.66 | 26.08 | 76.43 | -273 | -273 | 0 |  |  | 20 | 0 | 0.725 | 0.728 | 0.9351 | 0.3866 | 0 | 0 | 0 | 0 | 0 | 0 | 0 | 1.389 | 1.405 | 0.4149 | 0.4947 | 701.9
6740 | 2.205 | 175.5 | 0 | 0 | 0 | 0 | 0.9107 | 464 | 19.58 | 0.0328 | 0.1031 | 20.86 | 1 | 187.4 | 185 | 0.4919 | 77.95 | 109.7 | 100.4 | 0 | 0 | 0 | 0 | 0 | -1.925 | 20 | 0 | 0.001411 | 1.394 | 1 | 0.5573 | 0.000383 | 1.282 | 0.0008809 | 0 | 0.1059 | 0.1069 | 0 | 26.17 | 25.73 | 26.15 | 75.94 | -273 | -273 | 0 |  |  | 20 | 0 | 0.7208 | 0.7237 | 0.9296 | 0.3804 | 0 | 0 | 0 | 0 | 0 | 0 | 0 | 1.381 | 1.398 | 0.4126 | 0.4919 | 701.9
6760 | 2.206 | 174.9 | 0 | 0 | 0 | 0 | 0.9107 | 464 | 19.58 | 0.0328 | 0.1031 | 20.86 | 1 | 186.7 | 184.4 | 0.4892 | 77.65 | 109.2 | 99.88 | 0 | 0 | 0 | 0 | 0 | -1.917 | 20 | 0 | 0.001399 | 1.387 | 1 | 0.5581 | 0.0003833 | 1.284 | 0.0008816 | 0 | 0.1059 | 0.1069 | 0 | 26.24 | 25.79 | 26.22 | 75.45 | -273 | -273 | 0 |  |  | 20 | 0 | 0.7166 | 0.7195 | 0.9241 | 0.3742 | 0 | 0 | 0 | 0 | 0 | 0 | 0 | 1.374 | 1.39 | 0.4104 | 0.4892 | 701.9
6780 | 2.207 | 174.2 | 0 | 0 | 0 | 0 | 0.9107 | 464 | 19.58 | 0.0328 | 0.1031 | 20.86 | 1 | 186.1 | 183.7 | 0.4865 | 77.35 | 108.7 | 99.35 | 0 | 0 | 0 | 0 | 0 | -1.909 | 20 | 0 | 0.001388 | 1.379 | 1 | 0.5589 | 0.0003836 | 1.285 | 0.0008824 | 0 | 0.1059 | 0.1069 | 0 | 26.31 | 25.86 | 26.29 | 74.97 | -273 | -273 | 0 |  |  | 20 | 0 | 0.7124 | 0.7153 | 0.9187 | 0.3682 | 0 | 0 | 0 | 0 | 0 | 0 | 0 | 1.366 | 1.382 | 0.4082 | 0.4865 | 701.9
6800 | 2.208 | 173.6 | 0 | 0 | 0 | 0 | 0.9107 | 464 | 19.58 | 0.0328 | 0.1031 | 20.86 | 1 | 185.4 | 183 | 0.4838 | 77.06 | 108.2 | 98.84 | 0 | 0 | 0 | 0 | 0 | -1.901 | 20 | 0 | 0.001376 | 1.371 | 1 | 0.5597 | 0.000384 | 1.287 | 0.0008831 | 0 | 0.1059 | 0.1069 | 0 | 26.38 | 25.92 | 26.36 | 74.5 | -273 | -273 | 0 |  |  | 20 | 0 | 0.7083 | 0.7112 | 0.9134 | 0.3622 | 0 | 0 | 0 | 0 | 0 | 0 | 0 | 1.359 | 1.375 | 0.4061 | 0.4838 | 701.9
6820 | 2.208 | 172.9 | 0 | 0 | 0 | 0 | 0.9107 | 464 | 19.58 | 0.0328 | 0.1031 | 20.86 | 1 | 184.7 | 182.3 | 0.4813 | 77.03 | 107.8 | 98.36 | 0 | 0 | 0 | 0 | 0 | -1.902 | 20 | 0 | 0.003038 | 1.363 | 1 | 0.5605 | 0.000384 | 1.289 | 0.0008832 | 0 | 0.1059 | 0.1069 | 0 | 26.45 | 25.99 | 26.43 | 74.03 | -273 | -273 | 0 |  |  | 20 | 0 | 0.7048 | 0.7078 | 0.9013 | 0.3486 | 0 | 0 | 0 | 0 | 0 | 0 | 0 | 1.352 | 1.367 | 0.4041 | 0.4813 | 701.9
6840 | 2.209 | 172.3 | 0 | 0 | 0 | 0 | 0.9107 | 464 | 19.58 | 0.0328 | 0.1031 | 20.86 | 1 | 184 | 181.6 | 0.4884 | 76.98 | 107.4 | 97.93 | 0 | 0 | 0 | 0 | 0 | -1.895 | 20 | 0 | -0.003443 | 1.356 | 1 | 0.5613 | 0.0003841 | 1.291 | 0.0008833 | 0 | 0.1059 | 0.1069 | 0 | 26.52 | 26.05 | 26.5 | 73.57 | -273 | -273 | 0 |  |  | 20 | 0 | 0.7068 | 0.7077 | 0.896 | 0.3443 | 0 | 0 | 0 | 0 | 0 | 0 | 0 | 1.339 | 1.357 | 0.4121 | 0.4884 | 701.9
6860 | 2.21 | 171.6 | 0 | 0 | 0 | 0 | 0.9107 | 464 | 19.58 | 0.0328 | 0.1031 | 20.86 | 1 | 183.3 | 180.9 | 0.4858 | 76.98 | 107.1 | 97.49 | 0 | 0 | 0 | 0 | 0 | -1.903 | 20 | 0 | 0.005523 | 1.347 | 1 | 0.5622 | 0.0003841 | 1.293 | 0.0008833 | 0 | 0.1059 | 0.1069 | 0 | 26.59 | 26.12 | 26.57 | 73.11 | -273 | -273 | 0 |  |  | 20 | 0 | 0.7025 | 0.7041 | 0.885 | 0.3314 | 0 | 0 | 0 | 0 | 0 | 0 | 0 | 1.331 | 1.349 | 0.4101 | 0.4858 | 701.9
6880 | 2.211 | 171 | 0 | 0 | 0 | 0 | 0.9107 | 464 | 19.58 | 0.0328 | 0.1031 | 20.86 | 1 | 182.6 | 180.2 | 0.4833 | 76.98 | 106.7 | 97.11 | 0 | 0 | 0 | 0 | 0 | -1.899 | 20 | 0 | 0.0006179 | 1.34 | 1 | 0.563 | 0.0003841 | 1.295 | 0.0008833 | 0 | 0.1059 | 0.1069 | 0 | 26.66 | 26.19 | 26.64 | 72.66 | -273 | -273 | 0 |  |  | 20 | 0 | 0.6981 | 0.7002 | 0.8749 | 0.3197 | 0 | 0 | 0 | 0 | 0 | 0 | 0 | 1.324 | 1.342 | 0.4081 | 0.4833 | 701.9
6900 | 2.211 | 170.4 | 0 | 0 | 0 | 0 | 0.9107 | 464 | 19.58 | 0.0328 | 0.1031 | 20.86 | 1 | 181.9 | 179.6 | 0.4808 | 76.82 | 106.4 | 96.71 | 0 | 0 | 0 | 0 | 0 | -1.895 | 20 | 0 | 0.001075 | 1.332 | 1 | 0.5637 | 0.0003842 | 1.297 | 0.0008837 | 0 | 0.1059 | 0.1069 | 0 | 26.73 | 26.25 | 26.71 | 72.21 | -273 | -273 | 0 |  |  | 20 | 0 | 0.6934 | 0.6956 | 0.8697 | 0.3138 | 0 | 0 | 0 | 0 | 0 | 0 | 0 | 1.317 | 1.335 | 0.4061 | 0.4808 | 701.9
6920 | 2.212 | 169.8 | 0 | 0 | 0 | 0 | 0.9107 | 464 | 19.58 | 0.0328 | 0.1031 | 20.86 | 1 | 181.3 | 178.9 | 0.4784 | 76.6 | 106 | 96.29 | 0 | 0 | 0 | 0 | 0 | -1.889 | 20 | 0 | 0.00117 | 1.325 | 1 | 0.5645 | 0.0003845 | 1.298 | 0.0008843 | 0 | 0.1059 | 0.1069 | 0 | 26.8 | 26.32 | 26.78 | 71.76 | -273 | -273 | 0 |  |  | 20 | 0 | 0.689 | 0.6914 | 0.8655 | 0.309 | 0 | 0 | 0 | 0 | 0 | 0 | 0 | 1.311 | 1.328 | 0.4041 | 0.4784 | 701.9
6940 | 2.213 | 169.2 | 0 | 0 | 0 | 0 | 0.9107 | 464 | 19.58 | 0.0328 | 0.1031 | 20.86 | 1 | 180.6 | 178.3 | 0.4738 | 76.35 | 105.6 | 95.86 | 0 | 0 | 0 | 0 | 0 | -1.883 | 20 | 0 | 0.001196 | 1.311 | 1 | 0.5652 | 0.0003847 | 1.3 | 0.0008849 | 0 | 0.1059 | 0.1069 | 0 | 26.87 | 26.38 | 26.85 | 71.33 | -273 | -273 | 0 |  |  | 20 | 0 | 0.6849 | 0.6869 | 0.8613 | 0.3043 | 0 | 0 | 0 | 0 | 0 | 0 | 0 | 1.297 | 1.314 | 0.4004 | 0.4738 | 701.9
6960 | 2.213 | 168.6 | 0 | 0 | 0 | 0 | 0.9107 | 464 | 19.58 | 0.0328 | 0.1031 | 20.86 | 1 | 180 | 177.7 | 0.4714 | 76.11 | 105.2 | 95.43 | 0 | 0 | 0 | 0 | 0 | -1.876 | 20 | 0 | 0.001209 | 1.304 | 1 | 0.566 | 0.000385 | 1.302 | 0.0008855 | 0 | 0.1059 | 0.1069 | 0 | 26.95 | 26.45 | 26.92 | 70.89 | -273 | -273 | 0 |  |  | 20 | 0 | 0.6808 | 0.6829 | 0.8571 | 0.2996 | 0 | 0 | 0 | 0 | 0 | 0 | 0 | 1.291 | 1.307 | 0.3985 | 0.4714 | 701.9
6980 | 2.214 | 168 | 0 | 0 | 0 | 0 | 0.9107 | 464 | 19.58 | 0.0328 | 0.1031 | 20.86 | 1 | 179.4 | 177 | 0.4691 | 75.86 | 104.8 | 94.99 | 0 | 0 | 0 | 0 | 0 | -1.869 | 20 | 0 | 0.001212 | 1.297 | 1 | 0.5667 | 0.0003853 | 1.303 | 0.0008862 | 0 | 0.1059 | 0.1069 | 0 | 27.02 | 26.52 | 26.99 | 70.47 | -273 | -273 | 0 |  |  | 20 | 0 | 0.6767 | 0.679 | 0.8528 | 0.295 | 0 | 0 | 0 | 0 | 0 | 0 | 0 | 1.284 | 1.301 | 0.3966 | 0.4691 | 701.9
7000 | 2.215 | 167.5 | 0 | 0 | 0 | 0 | 0.9107 | 464 | 19.58 | 0.0328 | 0.1031 | 20.86 | 1 | 178.7 | 176.4 | 0.4667 | 75.61 | 104.4 | 94.56 | 0 | 0 | 0 | 0 | 0 | -1.863 | 20 | 0 | 0.001212 | 1.291 | 1 | 0.5674 | 0.0003856 | 1.305 | 0.0008868 | 0 | 0.1059 | 0.1069 | 0 | 27.09 | 26.58 | 27.06 | 70.04 | -273 | -273 | 0 |  |  | 20 | 0 | 0.6728 | 0.6751 | 0.8484 | 0.2903 | 0 | 0 | 0 | 0 | 0 | 0 | 0 | 1.278 | 1.294 | 0.3947 | 0.4667 | 701.9
7020 | 2.215 | 166.9 | 0 | 0 | 0 | 0 | 0.9107 | 464 | 19.58 | 0.0328 | 0.1031 | 20.86 | 1 | 178.1 | 175.8 | 0.4644 | 75.36 | 104 | 94.13 | 0 | 0 | 0 | 0 | 0 | -1.856 | 20 | 0 | 0.001209 | 1.284 | 1 | 0.5682 | 0.0003858 | 1.307 | 0.0008874 | 0 | 0.1059 | 0.1069 | 0 | 27.16 | 26.65 | 27.13 | 69.62 | -273 | -273 | 0 |  |  | 20 | 0 | 0.669 | 0.6713 | 0.8441 | 0.2857 | 0 | 0 | 0 | 0 | 0 | 0 | 0 | 1.272 | 1.288 | 0.3928 | 0.4644 | 701.9
7040 | 2.216 | 166.3 | 0 | 0 | 0 | 0 | 0.9107 | 464 | 19.58 | 0.0328 | 0.1031 | 20.86 | 1 | 177.5 | 175.2 | 0.4621 | 75.12 | 103.6 | 93.7 | 0 | 0 | 0 | 0 | 0 | -1.85 | 20 | 0 | 0.001204 | 1.278 | 1 | 0.5689 | 0.0003861 | 1.308 | 0.0008881 | 0 | 0.1059 | 0.1069 | 0 | 27.23 | 26.72 | 27.21 | 69.21 | -273 | -273 | 0 |  |  | 20 | 0 | 0.6652 | 0.6676 | 0.8398 | 0.281 | 0 | 0 | 0 | 0 | 0 | 0 | 0 | 1.265 | 1.281 | 0.3909 | 0.4621 | 701.9
7060 | 2.217 | 165.8 | 0 | 0 | 0 | 0 | 0.9107 | 464 | 19.58 | 0.0328 | 0.1031 | 20.86 | 1 | 176.9 | 174.6 | 0.4599 | 74.87 | 103.2 | 93.27 | 0 | 0 | 0 | 0 | 0 | -1.843 | 20 | 0 | 0.001199 | 1.271 | 1 | 0.5696 | 0.0003864 | 1.31 | 0.0008887 | 0 | 0.1059 | 0.1069 | 0 | 27.3 | 26.79 | 27.28 | 68.8 | -273 | -273 | 0 |  |  | 20 | 0 | 0.6614 | 0.6639 | 0.8355 | 0.2765 | 0 | 0 | 0 | 0 | 0 | 0 | 0 | 1.259 | 1.275 | 0.3891 | 0.4599 | 701.9
7080 | 2.217 | 165.2 | 0 | 0 | 0 | 0 | 0.9107 | 464 | 19.58 | 0.0328 | 0.1031 | 20.86 | 1 | 176.3 | 174 | 0.4577 | 74.62 | 102.8 | 92.84 | 0 | 0 | 0 | 0 | 0 | -1.836 | 20 | 0 | 0.001193 | 1.265 | 1 | 0.5703 | 0.0003867 | 1.312 | 0.0008893 | 0 | 0.1059 | 0.1069 | 0 | 27.38 | 26.85 | 27.35 | 68.4 | -273 | -273 | 0 |  |  | 20 | 0 | 0.6577 | 0.6602 | 0.8312 | 0.2719 | 0 | 0 | 0 | 0 | 0 | 0 | 0 | 1.253 | 1.269 | 0.3873 | 0.4577 | 701.9
7100 | 2.218 | 164.7 | 0 | 0 | 0 | 0 | 0.9107 | 464 | 19.58 | 0.0328 | 0.1031 | 20.86 | 1 | 175.7 | 173.4 | 0.4555 | 74.38 | 102.4 | 92.42 | 0 | 0 | 0 | 0 | 0 | -1.83 | 20 | 0 | 0.001187 | 1.258 | 1 | 0.5711 | 0.0003869 | 1.313 | 0.0008899 | 0 | 0.1059 | 0.1069 | 0 | 27.45 | 26.92 | 27.42 | 68 | -273 | -273 | 0 |  |  | 20 | 0 | 0.6541 | 0.6566 | 0.8269 | 0.2674 | 0 | 0 | 0 | 0 | 0 | 0 | 0 | 1.247 | 1.263 | 0.3855 | 0.4555 | 701.9
7120 | 2.219 | 164.1 | 0 | 0 | 0 | 0 | 0.9107 | 464 | 19.58 | 0.0328 | 0.1031 | 20.86 | 1 | 175.1 | 172.9 | 0.4533 | 74.14 | 102 | 92.01 | 0 | 0 | 0 | 0 | 0 | -1.823 | 20 | 0 | 0.00118 | 1.252 | 1 | 0.5718 | 0.0003872 | 1.315 | 0.0008906 | 0 | 0.1059 | 0.1069 | 0 | 27.52 | 26.99 | 27.49 | 67.6 | -273 | -273 | 0 |  |  | 20 | 0 | 0.6505 | 0.6531 | 0.8227 | 0.263 | 0 | 0 | 0 | 0 | 0 | 0 | 0 | 1.241 | 1.257 | 0.3837 | 0.4533 | 701.9
7140 | 2.219 | 163.6 | 0 | 0 | 0 | 0 | 0.9107 | 464 | 19.58 | 0.0328 | 0.1031 | 20.86 | 1 | 174.5 | 172.3 | 0.4511 | 73.9 | 101.6 | 91.59 | 0 | 0 | 0 | 0 | 0 | -1.817 | 20 | 0 | 0.001173 | 1.246 | 1 | 0.5725 | 0.0003875 | 1.317 | 0.0008912 | 0 | 0.1059 | 0.1069 | 0 | 27.59 | 27.06 | 27.57 | 67.21 | -273 | -273 | 0 |  |  | 20 | 0 | 0.647 | 0.6496 | 0.8185 | 0.2586 | 0 | 0 | 0 | 0 | 0 | 0 | 0 | 1.235 | 1.251 | 0.382 | 0.4511 | 701.9
7160 | 2.22 | 163.1 | 0 | 0 | 0 | 0 | 0.9107 | 464 | 19.58 | 0.0328 | 0.1031 | 20.86 | 1 | 173.9 | 171.7 | 0.449 | 73.66 | 101.2 | 91.18 | 0 | 0 | 0 | 0 | 0 | -1.81 | 20 | 0 | 0.001165 | 1.24 | 1 | 0.5732 | 0.0003877 | 1.318 | 0.0008918 | 0 | 0.1059 | 0.1069 | 0 | 27.67 | 27.12 | 27.64 | 66.82 | -273 | -273 | 0 |  |  | 20 | 0 | 0.6435 | 0.6461 | 0.8143 | 0.2543 | 0 | 0 | 0 | 0 | 0 | 0 | 0 | 1.23 | 1.245 | 0.3803 | 0.449 | 701.9
7180 | 2.22 | 162.5 | 0 | 0 | 0 | 0 | 0.9107 | 464 | 19.58 | 0.0328 | 0.1031 | 20.86 | 1 | 173.3 | 171.1 | 0.4469 | 73.42 | 100.8 | 90.77 | 0 | 0 | 0 | 0 | 0 | -1.804 | 20 | 0 | 0.001158 | 1.234 | 1 | 0.5739 | 0.000388 | 1.32 | 0.0008924 | 0 | 0.1059 | 0.1069 | 0 | 27.74 | 27.19 | 27.71 | 66.44 | -273 | -273 | 0 |  |  | 20 | 0 | 0.64 | 0.6427 | 0.8101 | 0.25 | 0 | 0 | 0 | 0 | 0 | 0 | 0 | 1.224 | 1.239 | 0.3786 | 0.4469 | 701.9
7200 | 2.221 | 162 | 0 | 0 | 0 | 0 | 0.9107 | 464 | 19.58 | 0.0328 | 0.1031 | 20.86 | 1 | 172.8 | 170.6 | 0.4449 | 73.19 | 100.5 | 90.37 | 0 | 0 | 0 | 0 | 0 | -1.798 | 20 | 0 | 0.00115 | 1.228 | 1 | 0.5746 | 0.0003883 | 1.322 | 0.000893 | 0 | 0.1059 | 0.1069 | 0 | 27.81 | 27.26 | 27.78 | 66.07 | -273 | -273 | 0 |  |  | 20 | 0 | 0.6366 | 0.6393 | 0.806 | 0.2457 | 0 | 0 | 0 | 0 | 0 | 0 | 0 | 1.218 | 1.233 | 0.3769 | 0.4449 | 701.9
7220 | 2.222 | 161.5 | 0 | 0 | 0 | 0 | 0.9107 | 464 | 19.58 | 0.0328 | 0.1031 | 20.86 | 1 | 172.2 | 170 | 0.4428 | 72.95 | 100.1 | 89.97 | 0 | 0 | 0 | 0 | 0 | -1.791 | 20 | 0 | 0.001143 | 1.222 | 1 | 0.5753 | 0.0003885 | 1.323 | 0.0008936 | 0 | 0.1059 | 0.1069 | 0 | 27.88 | 27.33 | 27.85 | 65.69 | -273 | -273 | 0 |  |  | 20 | 0 | 0.6333 | 0.6359 | 0.8019 | 0.2415 | 0 | 0 | 0 | 0 | 0 | 0 | 0 | 1.213 | 1.228 | 0.3752 | 0.4428 | 701.9
7240 | 2.222 | 161 | 0 | 0 | 0 | 0 | 0.9107 | 464 | 19.58 | 0.0328 | 0.1031 | 20.86 | 1 | 171.6 | 169.5 | 0.4408 | 72.72 | 99.72 | 89.58 | 0 | 0 | 0 | 0 | 0 | -1.785 | 20 | 0 | 0.001135 | 1.217 | 1 | 0.576 | 0.0003888 | 1.325 | 0.0008942 | 0 | 0.1059 | 0.1069 | 0 | 27.96 | 27.4 | 27.93 | 65.32 | -273 | -273 | 0 |  |  | 20 | 0 | 0.6299 | 0.6326 | 0.7979 | 0.2374 | 0 | 0 | 0 | 0 | 0 | 0 | 0 | 1.207 | 1.222 | 0.3736 | 0.4408 | 701.9
7260 | 2.223 | 160.5 | 0 | 0 | 0 | 0 | 0.9107 | 464 | 19.58 | 0.0328 | 0.1031 | 20.86 | 1 | 171.1 | 168.9 | 0.4388 | 72.49 | 99.35 | 89.19 | 0 | 0 | 0 | 0 | 0 | -1.779 | 20 | 0 | 0.001127 | 1.211 | 1 | 0.5766 | 0.000389 | 1.326 | 0.0008948 | 0 | 0.1059 | 0.1069 | 0 | 28.03 | 27.46 | 28 | 64.96 | -273 | -273 | 0 |  |  | 20 | 0 | 0.6266 | 0.6293 | 0.7938 | 0.2333 | 0 | 0 | 0 | 0 | 0 | 0 | 0 | 1.202 | 1.216 | 0.3719 | 0.4388 | 701.9
7280 | 2.223 | 159.9 | 0 | 0 | 0 | 0 | 0.9107 | 464 | 19.58 | 0.0328 | 0.1031 | 20.86 | 1 | 170.5 | 168.4 | 0.4368 | 72.27 | 98.98 | 88.8 | 0 | 0 | 0 | 0 | 0 | -1.773 | 20 | 0 | 0.00112 | 1.205 | 1 | 0.5773 | 0.0003893 | 1.328 | 0.0008954 | 0 | 0.1059 | 0.1069 | 0 | 28.1 | 27.53 | 28.07 | 64.6 | -273 | -273 | 0 |  |  | 20 | 0 | 0.6234 | 0.6261 | 0.7898 | 0.2292 | 0 | 0 | 0 | 0 | 0 | 0 | 0 | 1.196 | 1.211 | 0.3703 | 0.4368 | 701.9
7300 | 2.224 | 159.4 | 0 | 0 | 0 | 0 | 0.9107 | 464 | 19.58 | 0.0328 | 0.1031 | 20.86 | 1 | 170 | 167.8 | 0.4349 | 72.04 | 98.62 | 88.41 | 0 | 0 | 0 | 0 | 0 | -1.766 | 20 | 0 | 0.001112 | 1.2 | 1 | 0.578 | 0.0003896 | 1.329 | 0.000896 | 0 | 0.1059 | 0.1069 | 0 | 28.18 | 27.6 | 28.15 | 64.24 | -273 | -273 | 0 |  |  | 20 | 0 | 0.6201 | 0.6229 | 0.7859 | 0.2252 | 0 | 0 | 0 | 0 | 0 | 0 | 0 | 1.191 | 1.206 | 0.3687 | 0.4349 | 701.9
7320 | 2.225 | 158.9 | 0 | 0 | 0 | 0 | 0.9107 | 464 | 19.58 | 0.0328 | 0.1031 | 20.86 | 1 | 169.4 | 167.3 | 0.4329 | 71.82 | 98.25 | 88.03 | 0 | 0 | 0 | 0 | 0 | -1.76 | 20 | 0 | 0.001104 | 1.194 | 1 | 0.5787 | 0.0003898 | 1.331 | 0.0008966 | 0 | 0.1059 | 0.1069 | 0 | 28.25 | 27.67 | 28.22 | 63.89 | -273 | -273 | 0 |  |  | 20 | 0 | 0.6169 | 0.6197 | 0.7819 | 0.2213 | 0 | 0 | 0 | 0 | 0 | 0 | 0 | 1.186 | 1.2 | 0.3672 | 0.4329 | 701.9
7340 | 2.225 | 158.4 | 0 | 0 | 0 | 0 | 0.9107 | 464 | 19.58 | 0.0328 | 0.1031 | 20.86 | 1 | 168.9 | 166.8 | 0.431 | 71.6 | 97.9 | 87.66 | 0 | 0 | 0 | 0 | 0 | -1.754 | 20 | 0 | 0.001096 | 1.189 | 1 | 0.5793 | 0.0003901 | 1.332 | 0.0008971 | 0 | 0.1059 | 0.1069 | 0 | 28.32 | 27.74 | 28.29 | 63.55 | -273 | -273 | 0 |  |  | 20 | 0 | 0.6138 | 0.6166 | 0.778 | 0.2174 | 0 | 0 | 0 | 0 | 0 | 0 | 0 | 1.181 | 1.195 | 0.3656 | 0.431 | 701.9
7360 | 2.226 | 157.9 | 0 | 0 | 0 | 0 | 0.9107 | 464 | 19.58 | 0.0328 | 0.1031 | 20.86 | 1 | 168.4 | 166.2 | 0.4292 | 71.38 | 97.54 | 87.28 | 0 | 0 | 0 | 0 | 0 | -1.748 | 20 | 0 | 0.001089 | 1.183 | 1 | 0.58 | 0.0003903 | 1.334 | 0.0008977 | 0 | 0.1059 | 0.1069 | 0 | 28.4 | 27.8 | 28.37 | 63.2 | -273 | -273 | 0 |  |  | 20 | 0 | 0.6107 | 0.6135 | 0.7742 | 0.2135 | 0 | 0 | 0 | 0 | 0 | 0 | 0 | 1.176 | 1.19 | 0.3641 | 0.4292 | 701.9
7380 | 2.226 | 157.5 | 0 | 0 | 0 | 0 | 0.9107 | 464 | 19.58 | 0.0328 | 0.1031 | 20.86 | 1 | 167.8 | 165.7 | 0.4273 | 71.16 | 97.19 | 86.91 | 0 | 0 | 0 | 0 | 0 | -1.742 | 20 | 0 | 0.001081 | 1.178 | 1 | 0.5807 | 0.0003906 | 1.336 | 0.0008983 | 0 | 0.1059 | 0.1069 | 0 | 28.47 | 27.87 | 28.44 | 62.86 | -273 | -273 | 0 |  |  | 20 | 0 | 0.6076 | 0.6104 | 0.7703 | 0.2098 | 0 | 0 | 0 | 0 | 0 | 0 | 0 | 1.17 | 1.184 | 0.3626 | 0.4273 | 701.9
7400 | 2.227 | 157 | 0 | 0 | 0 | 0 | 0.9107 | 464 | 19.58 | 0.0328 | 0.1031 | 20.86 | 1 | 167.3 | 165.2 | 0.4254 | 70.94 | 96.84 | 86.55 | 0 | 0 | 0 | 0 | 0 | -1.736 | 20 | 0 | 0.001074 | 1.173 | 1 | 0.5813 | 0.0003908 | 1.337 | 0.0008988 | 0 | 0.1059 | 0.1069 | 0 | 28.54 | 27.94 | 28.51 | 62.53 | -273 | -273 | 0 |  |  | 20 | 0 | 0.6045 | 0.6073 | 0.7665 | 0.206 | 0 | 0 | 0 | 0 | 0 | 0 | 0 | 1.165 | 1.179 | 0.3611 | 0.4254 | 701.9
7420 | 2.227 | 156.5 | 0 | 0 | 0 | 0 | 0.9107 | 464 | 19.58 | 0.0328 | 0.1031 | 20.86 | 1 | 166.8 | 164.7 | 0.4236 | 70.73 | 96.5 | 86.18 | 0 | 0 | 0 | 0 | 0 | -1.73 | 20 | 0 | 0.001066 | 1.167 | 1 | 0.582 | 0.000391 | 1.339 | 0.0008994 | 0 | 0.1059 | 0.1069 | 0 | 28.62 | 28.01 | 28.58 | 62.19 | -273 | -273 | 0 |  |  | 20 | 0 | 0.6015 | 0.6043 | 0.7628 | 0.2023 | 0 | 0 | 0 | 0 | 0 | 0 | 0 | 1.16 | 1.174 | 0.3596 | 0.4236 | 701.9
7440 | 2.228 | 156 | 0 | 0 | 0 | 0 | 0.9107 | 464 | 19.58 | 0.0328 | 0.1031 | 20.86 | 1 | 166.3 | 164.2 | 0.4218 | 70.51 | 96.15 | 85.83 | 0 | 0 | 0 | 0 | 0 | -1.725 | 20 | 0 | 0.001058 | 1.162 | 1 | 0.5826 | 0.0003913 | 1.34 | 0.0009 | 0 | 0.1059 | 0.1069 | 0 | 28.69 | 28.08 | 28.66 | 61.87 | -273 | -273 | 0 |  |  | 20 | 0 | 0.5985 | 0.6013 | 0.759 | 0.1987 | 0 | 0 | 0 | 0 | 0 | 0 | 0 | 1.156 | 1.169 | 0.3581 | 0.4218 | 701.9
7460 | 2.228 | 155.5 | 0 | 0 | 0 | 0 | 0.9107 | 464 | 19.58 | 0.0328 | 0.1031 | 20.86 | 1 | 165.7 | 163.7 | 0.42 | 70.3 | 95.81 | 85.47 | 0 | 0 | 0 | 0 | 0 | -1.719 | 20 | 0 | 0.001051 | 1.157 | 1 | 0.5833 | 0.0003915 | 1.341 | 0.0009005 | 0 | 0.1059 | 0.1069 | 0 | 28.76 | 28.15 | 28.73 | 61.54 | -273 | -273 | 0 |  |  | 20 | 0 | 0.5955 | 0.5984 | 0.7553 | 0.1951 | 0 | 0 | 0 | 0 | 0 | 0 | 0 | 1.151 | 1.164 | 0.3566 | 0.42 | 701.9
7480 | 2.229 | 155.1 | 0 | 0 | 0 | 0 | 0.9107 | 464 | 19.58 | 0.0328 | 0.1031 | 20.86 | 1 | 165.2 | 163.1 | 0.4183 | 70.09 | 95.48 | 85.12 | 0 | 0 | 0 | 0 | 0 | -1.713 | 20 | 0 | 0.001044 | 1.152 | 1 | 0.5839 | 0.0003918 | 1.343 | 0.0009011 | 0 | 0.1059 | 0.1069 | 0 | 28.84 | 28.21 | 28.8 | 61.22 | -273 | -273 | 0 |  |  | 20 | 0 | 0.5926 | 0.5955 | 0.7517 | 0.1915 | 0 | 0 | 0 | 0 | 0 | 0 | 0 | 1.146 | 1.159 | 0.3552 | 0.4183 | 701.9
7500 | 2.23 | 154.6 | 0 | 0 | 0 | 0 | 0.9107 | 464 | 19.58 | 0.0328 | 0.1031 | 20.86 | 1 | 164.7 | 162.6 | 0.4165 | 69.89 | 95.14 | 84.77 | 0 | 0 | 0 | 0 | 0 | -1.707 | 20 | 0 | 0.001036 | 1.147 | 1 | 0.5845 | 0.000392 | 1.344 | 0.0009016 | 0 | 0.1059 | 0.1069 | 0 | 28.91 | 28.28 | 28.88 | 60.9 | -273 | -273 | 0 |  |  | 20 | 0 | 0.5897 | 0.5926 | 0.748 | 0.188 | 0 | 0 | 0 | 0 | 0 | 0 | 0 | 1.141 | 1.154 | 0.3538 | 0.4165 | 701.9
7520 | 2.23 | 154.1 | 0 | 0 | 0 | 0 | 0.9107 | 464 | 19.58 | 0.0328 | 0.1031 | 20.86 | 1 | 164.2 | 162.2 | 0.4148 | 69.68 | 94.81 | 84.43 | 0 | 0 | 0 | 0 | 0 | -1.701 | 20 | 0 | 0.001029 | 1.142 | 1 | 0.5852 | 0.0003922 | 1.346 | 0.0009021 | 0 | 0.1059 | 0.1069 | 0 | 28.98 | 28.35 | 28.95 | 60.59 | -273 | -273 | 0 |  |  | 20 | 0 | 0.5868 | 0.5897 | 0.7444 | 0.1846 | 0 | 0 | 0 | 0 | 0 | 0 | 0 | 1.136 | 1.15 | 0.3524 | 0.4148 | 701.9
7540 | 2.231 | 153.7 | 0 | 0 | 0 | 0 | 0.9107 | 464 | 19.58 | 0.0328 | 0.1031 | 20.86 | 1 | 163.7 | 161.7 | 0.4131 | 69.48 | 94.48 | 84.09 | 0 | 0 | 0 | 0 | 0 | -1.696 | 20 | 0 | 0.001022 | 1.137 | 1 | 0.5858 | 0.0003925 | 1.347 | 0.0009027 | 0 | 0.1059 | 0.1069 | 0 | 29.06 | 28.42 | 29.02 | 60.28 | -273 | -273 | 0 |  |  | 20 | 0 | 0.584 | 0.5869 | 0.7408 | 0.1812 | 0 | 0 | 0 | 0 | 0 | 0 | 0 | 1.132 | 1.145 | 0.351 | 0.4131 | 701.9
7560 | 2.231 | 153.2 | 0 | 0 | 0 | 0 | 0.9107 | 464 | 19.58 | 0.0328 | 0.1031 | 20.86 | 1 | 163.2 | 161.2 | 0.4114 | 69.28 | 94.16 | 83.75 | 0 | 0 | 0 | 0 | 0 | -1.69 | 20 | 0 | 0.001014 | 1.132 | 1 | 0.5864 | 0.0003927 | 1.349 | 0.0009032 | 0 | 0.1059 | 0.1069 | 0 | 29.13 | 28.49 | 29.1 | 59.97 | -273 | -273 | 0 |  |  | 20 | 0 | 0.5812 | 0.5841 | 0.7373 | 0.1778 | 0 | 0 | 0 | 0 | 0 | 0 | 0 | 1.127 | 1.14 | 0.3496 | 0.4114 | 701.9
7580 | 2.232 | 152.8 | 0 | 0 | 0 | 0 | 0.9107 | 464 | 19.58 | 0.0328 | 0.1031 | 20.86 | 1 | 162.7 | 160.7 | 0.4098 | 69.08 | 93.84 | 83.41 | 0 | 0 | 0 | 0 | 0 | -1.685 | 20 | 0 | 0.001007 | 1.128 | 1 | 0.5871 | 0.0003929 | 1.35 | 0.0009037 | 0 | 0.1059 | 0.1069 | 0 | 29.21 | 28.56 | 29.17 | 59.67 | -273 | -273 | 0 |  |  | 20 | 0 | 0.5784 | 0.5813 | 0.7338 | 0.1745 | 0 | 0 | 0 | 0 | 0 | 0 | 0 | 1.123 | 1.135 | 0.3483 | 0.4098 | 701.9
7600 | 2.232 | 152.3 | 0 | 0 | 0 | 0 | 0.9107 | 464 | 19.58 | 0.0328 | 0.1031 | 20.86 | 1 | 162.2 | 160.2 | 0.4081 | 68.88 | 93.52 | 83.08 | 0 | 0 | 0 | 0 | 0 | -1.679 | 20 | 0 | 0.001 | 1.123 | 1 | 0.5877 | 0.0003932 | 1.352 | 0.0009043 | 0 | 0.1059 | 0.1069 | 0 | 29.28 | 28.62 | 29.25 | 59.37 | -273 | -273 | 0 |  |  | 20 | 0 | 0.5756 | 0.5785 | 0.7303 | 0.1712 | 0 | 0 | 0 | 0 | 0 | 0 | 0 | 1.118 | 1.131 | 0.3469 | 0.4081 | 701.9
7620 | 2.233 | 151.9 | 0 | 0 | 0 | 0 | 0.9107 | 464 | 19.58 | 0.0328 | 0.1031 | 20.86 | 1 | 161.8 | 159.7 | 0.4065 | 68.68 | 93.2 | 82.75 | 0 | 0 | 0 | 0 | 0 | -1.674 | 20 | 0 | 0.0009932 | 1.118 | 1 | 0.5883 | 0.0003934 | 1.353 | 0.0009048 | 0 | 0.1059 | 0.1069 | 0 | 29.35 | 28.69 | 29.32 | 59.07 | -273 | -273 | 0 |  |  | 20 | 0 | 0.5729 | 0.5758 | 0.7269 | 0.168 | 0 | 0 | 0 | 0 | 0 | 0 | 0 | 1.114 | 1.126 | 0.3456 | 0.4065 | 701.9
7640 | 2.233 | 151.4 | 0 | 0 | 0 | 0 | 0.9107 | 464 | 19.58 | 0.0328 | 0.1031 | 20.86 | 1 | 161.3 | 159.3 | 0.4049 | 68.49 | 92.89 | 82.43 | 0 | 0 | 0 | 0 | 0 | -1.668 | 20 | 0 | 0.0009863 | 1.114 | 1 | 0.5889 | 0.0003936 | 1.354 | 0.0009053 | 0 | 0.1059 | 0.1069 | 0 | 29.43 | 28.76 | 29.39 | 58.78 | -273 | -273 | 0 |  |  | 20 | 0 | 0.5702 | 0.5731 | 0.7234 | 0.1648 | 0 | 0 | 0 | 0 | 0 | 0 | 0 | 1.109 | 1.122 | 0.3443 | 0.4049 | 701.9
7660 | 2.234 | 151 | 0 | 0 | 0 | 0 | 0.9107 | 464 | 19.58 | 0.0328 | 0.1031 | 20.86 | 1 | 160.8 | 158.8 | 0.4033 | 68.29 | 92.58 | 82.11 | 0 | 0 | 0 | 0 | 0 | -1.663 | 20 | 0 | 0.0009794 | 1.109 | 1 | 0.5895 | 0.0003938 | 1.356 | 0.0009058 | 0 | 0.1059 | 0.1069 | 0 | 29.5 | 28.83 | 29.47 | 58.49 | -273 | -273 | 0 |  |  | 20 | 0 | 0.5675 | 0.5704 | 0.72 | 0.1616 | 0 | 0 | 0 | 0 | 0 | 0 | 0 | 1.105 | 1.117 | 0.3429 | 0.4033 | 701.9
7680 | 2.234 | 150.6 | 0 | 0 | 0 | 0 | 0.9107 | 464 | 19.58 | 0.0328 | 0.1031 | 20.86 | 1 | 160.3 | 158.3 | 0.4017 | 68.1 | 92.27 | 81.79 | 0 | 0 | 0 | 0 | 0 | -1.657 | 20 | 0 | 0.0009725 | 1.104 | 1 | 0.5901 | 0.0003941 | 1.357 | 0.0009063 | 0 | 0.1059 | 0.1069 | 0 | 29.57 | 28.9 | 29.54 | 58.2 | -273 | -273 | 0 |  |  | 20 | 0 | 0.5648 | 0.5677 | 0.7167 | 0.1585 | 0 | 0 | 0 | 0 | 0 | 0 | 0 | 1.1 | 1.113 | 0.3417 | 0.4017 | 701.9
7700 | 2.235 | 150.1 | 0 | 0 | 0 | 0 | 0.9107 | 464 | 19.58 | 0.0328 | 0.1031 | 20.86 | 1 | 159.9 | 157.9 | 0.4001 | 67.91 | 91.96 | 81.47 | 0 | 0 | 0 | 0 | 0 | -1.652 | 20 | 0 | 0.0009657 | 1.1 | 1 | 0.5907 | 0.0003943 | 1.359 | 0.0009068 | 0 | 0.1059 | 0.1069 | 0 | 29.65 | 28.97 | 29.61 | 57.92 | -273 | -273 | 0 |  |  | 20 | 0 | 0.5622 | 0.5651 | 0.7133 | 0.1555 | 0 | 0 | 0 | 0 | 0 | 0 | 0 | 1.096 | 1.109 | 0.3404 | 0.4001 | 701.9
7720 | 2.235 | 149.7 | 0 | 0 | 0 | 0 | 0.9107 | 464 | 19.58 | 0.0328 | 0.1031 | 20.86 | 1 | 159.4 | 157.4 | 0.3986 | 67.72 | 91.66 | 81.16 | 0 | 0 | 0 | 0 | 0 | -1.647 | 20 | 0 | 0.000959 | 1.096 | 1 | 0.5913 | 0.0003945 | 1.36 | 0.0009073 | 0 | 0.1059 | 0.1069 | 0 | 29.72 | 29.03 | 29.69 | 57.64 | -273 | -273 | 0 |  |  | 20 | 0 | 0.5596 | 0.5625 | 0.71 | 0.1525 | 0 | 0 | 0 | 0 | 0 | 0 | 0 | 1.092 | 1.104 | 0.3391 | 0.3986 | 701.9
7740 | 2.236 | 149.3 | 0 | 0 | 0 | 0 | 0.9107 | 464 | 19.58 | 0.0328 | 0.1031 | 20.86 | 1 | 158.9 | 156.9 | 0.3971 | 67.53 | 91.36 | 80.85 | 0 | 0 | 0 | 0 | 0 | -1.641 | 20 | 0 | 0.0009523 | 1.091 | 1 | 0.5919 | 0.0003947 | 1.361 | 0.0009078 | 0 | 0.1059 | 0.1069 | 0 | 29.8 | 29.1 | 29.76 | 57.36 | -273 | -273 | 0 |  |  | 20 | 0 | 0.557 | 0.5599 | 0.7067 | 0.1495 | 0 | 0 | 0 | 0 | 0 | 0 | 0 | 1.088 | 1.1 | 0.3379 | 0.3971 | 701.9
7760 | 2.236 | 148.8 | 0 | 0 | 0 | 0 | 0.9107 | 464 | 19.58 | 0.0328 | 0.1031 | 20.86 | 1 | 158.5 | 156.5 | 0.3955 | 67.35 | 91.06 | 80.54 | 0 | 0 | 0 | 0 | 0 | -1.636 | 20 | 0 | 0.0009457 | 1.087 | 1 | 0.5925 | 0.0003949 | 1.363 | 0.0009083 | 0 | 0.1059 | 0.1069 | 0 | 29.87 | 29.17 | 29.83 | 57.09 | -273 | -273 | 0 |  |  | 20 | 0 | 0.5544 | 0.5574 | 0.7035 | 0.1466 | 0 | 0 | 0 | 0 | 0 | 0 | 0 | 1.084 | 1.096 | 0.3366 | 0.3955 | 701.9
7780 | 2.237 | 148.4 | 0 | 0 | 0 | 0 | 0.9107 | 464 | 19.58 | 0.0328 | 0.1031 | 20.86 | 1 | 158 | 156 | 0.394 | 67.16 | 90.77 | 80.24 | 0 | 0 | 0 | 0 | 0 | -1.631 | 20 | 0 | 0.0009392 | 1.082 | 1 | 0.5931 | 0.0003951 | 1.364 | 0.0009088 | 0 | 0.1059 | 0.1069 | 0 | 29.94 | 29.24 | 29.91 | 56.82 | -273 | -273 | 0 |  |  | 20 | 0 | 0.5519 | 0.5548 | 0.7003 | 0.1437 | 0 | 0 | 0 | 0 | 0 | 0 | 0 | 1.079 | 1.091 | 0.3354 | 0.394 | 701.9
7800 | 2.237 | 148 | 0 | 0 | 0 | 0 | 0.9107 | 464 | 19.58 | 0.0328 | 0.1031 | 20.86 | 1 | 157.6 | 155.6 | 0.3926 | 66.98 | 90.47 | 79.94 | 0 | 0 | 0 | 0 | 0 | -1.626 | 20 | 0 | 0.0009327 | 1.078 | 1 | 0.5937 | 0.0003954 | 1.365 | 0.0009093 | 0 | 0.1059 | 0.1069 | 0 | 30.02 | 29.31 | 29.98 | 56.55 | -273 | -273 | 0 |  |  | 20 | 0 | 0.5494 | 0.5523 | 0.6971 | 0.1408 | 0 | 0 | 0 | 0 | 0 | 0 | 0 | 1.075 | 1.087 | 0.3342 | 0.3926 | 701.9
7820 | 2.238 | 147.6 | 0 | 0 | 0 | 0 | 0.9107 | 464 | 19.58 | 0.0328 | 0.1031 | 20.86 | 1 | 157.1 | 155.2 | 0.3911 | 66.8 | 90.18 | 79.64 | 0 | 0 | 0 | 0 | 0 | -1.621 | 20 | 0 | 0.0009263 | 1.074 | 1 | 0.5943 | 0.0003956 | 1.367 | 0.0009098 | 0 | 0.1059 | 0.1069 | 0 | 30.09 | 29.37 | 30.05 | 56.28 | -273 | -273 | 0 |  |  | 20 | 0 | 0.5469 | 0.5498 | 0.6939 | 0.138 | 0 | 0 | 0 | 0 | 0 | 0 | 0 | 1.071 | 1.083 | 0.333 | 0.3911 | 701.9
7840 | 2.238 | 147.2 | 0 | 0 | 0 | 0 | 0.9107 | 464 | 19.58 | 0.0328 | 0.1031 | 20.86 | 1 | 156.7 | 154.7 | 0.3896 | 66.62 | 89.89 | 79.35 | 0 | 0 | 0 | 0 | 0 | -1.616 | 20 | 0 | 0.0009199 | 1.07 | 1 | 0.5949 | 0.0003958 | 1.368 | 0.0009103 | 0 | 0.1059 | 0.1069 | 0 | 30.17 | 29.44 | 30.13 | 56.02 | -273 | -273 | 0 |  |  | 20 | 0 | 0.5444 | 0.5474 | 0.6908 | 0.1352 | 0 | 0 | 0 | 0 | 0 | 0 | 0 | 1.067 | 1.079 | 0.3318 | 0.3896 | 701.9
7860 | 2.239 | 146.8 | 0 | 0 | 0 | 0 | 0.9107 | 464 | 19.58 | 0.0328 | 0.1031 | 20.86 | 1 | 156.2 | 154.3 | 0.3882 | 66.44 | 89.61 | 79.06 | 0 | 0 | 0 | 0 | 0 | -1.61 | 20 | 0 | 0.0009136 | 1.066 | 1 | 0.5954 | 0.000396 | 1.37 | 0.0009108 | 0 | 0.1059 | 0.1069 | 0 | 30.24 | 29.51 | 30.2 | 55.76 | -273 | -273 | 0 |  |  | 20 | 0 | 0.542 | 0.5449 | 0.6876 | 0.1325 | 0 | 0 | 0 | 0 | 0 | 0 | 0 | 1.063 | 1.075 | 0.3306 | 0.3882 | 701.9
7880 | 2.239 | 146.4 | 0 | 0 | 0 | 0 | 0.9107 | 464 | 19.58 | 0.0328 | 0.1031 | 20.86 | 1 | 155.8 | 153.8 | 0.3868 | 66.27 | 89.33 | 78.77 | 0 | 0 | 0 | 0 | 0 | -1.605 | 20 | 0 | 0.0009073 | 1.062 | 1 | 0.596 | 0.0003962 | 1.371 | 0.0009112 | 0 | 0.1059 | 0.1069 | 0 | 30.31 | 29.58 | 30.27 | 55.51 | -273 | -273 | 0 |  |  | 20 | 0 | 0.5395 | 0.5425 | 0.6846 | 0.1298 | 0 | 0 | 0 | 0 | 0 | 0 | 0 | 1.06 | 1.071 | 0.3295 | 0.3868 | 701.9
7900 | 2.239 | 146 | 0 | 0 | 0 | 0 | 0.9107 | 464 | 19.58 | 0.0328 | 0.1031 | 20.86 | 1 | 155.3 | 153.4 | 0.3854 | 66.09 | 89.04 | 78.48 | 0 | 0 | 0 | 0 | 0 | -1.6 | 20 | 0 | 0.0009011 | 1.058 | 1 | 0.5966 | 0.0003964 | 1.372 | 0.0009117 | 0 | 0.1059 | 0.1069 | 0 | 30.39 | 29.65 | 30.35 | 55.25 | -273 | -273 | 0 |  |  | 20 | 0 | 0.5371 | 0.5401 | 0.6815 | 0.1271 | 0 | 0 | 0 | 0 | 0 | 0 | 0 | 1.056 | 1.067 | 0.3283 | 0.3854 | 701.9
7920 | 2.24 | 145.6 | 0 | 0 | 0 | 0 | 0.9107 | 464 | 19.58 | 0.0328 | 0.1031 | 20.86 | 1 | 154.9 | 153 | 0.384 | 65.92 | 88.77 | 78.2 | 0 | 0 | 0 | 0 | 0 | -1.596 | 20 | 0 | 0.000895 | 1.054 | 1 | 0.5972 | 0.0003966 | 1.373 | 0.0009122 | 0 | 0.1059 | 0.1069 | 0 | 30.46 | 29.71 | 30.42 | 55 | -273 | -273 | 0 |  |  | 20 | 0 | 0.5347 | 0.5377 | 0.6785 | 0.1245 | 0 | 0 | 0 | 0 | 0 | 0 | 0 | 1.052 | 1.063 | 0.3272 | 0.384 | 701.9
7940 | 2.24 | 145.2 | 0 | 0 | 0 | 0 | 0.9107 | 464 | 19.58 | 0.0328 | 0.1031 | 20.86 | 1 | 154.5 | 152.6 | 0.3826 | 65.75 | 88.49 | 77.92 | 0 | 0 | 0 | 0 | 0 | -1.591 | 20 | 0 | 0.0008889 | 1.05 | 1 | 0.5977 | 0.0003968 | 1.375 | 0.0009126 | 0 | 0.1059 | 0.1069 | 0 | 30.53 | 29.78 | 30.49 | 54.75 | -273 | -273 | 0 |  |  | 20 | 0 | 0.5324 | 0.5354 | 0.6754 | 0.1219 | 0 | 0 | 0 | 0 | 0 | 0 | 0 | 1.048 | 1.059 | 0.326 | 0.3826 | 701.9
7960 | 2.241 | 144.8 | 0 | 0 | 0 | 0 | 0.9107 | 464 | 19.58 | 0.0328 | 0.1031 | 20.86 | 1 | 154.1 | 152.1 | 0.3812 | 65.57 | 88.22 | 77.64 | 0 | 0 | 0 | 0 | 0 | -1.586 | 20 | 0 | 0.0008829 | 1.046 | 1 | 0.5983 | 0.000397 | 1.376 | 0.0009131 | 0 | 0.1059 | 0.1069 | 0 | 30.61 | 29.85 | 30.57 | 54.51 | -273 | -273 | 0 |  |  | 20 | 0 | 0.5301 | 0.533 | 0.6725 | 0.1193 | 0 | 0 | 0 | 0 | 0 | 0 | 0 | 1.044 | 1.056 | 0.3249 | 0.3812 | 701.9
7980 | 2.241 | 144.4 | 0 | 0 | 0 | 0 | 0.9107 | 464 | 19.58 | 0.0328 | 0.1031 | 20.86 | 1 | 153.6 | 151.7 | 0.3799 | 65.4 | 87.94 | 77.36 | 0 | 0 | 0 | 0 | 0 | -1.581 | 20 | 0 | 0.0008769 | 1.042 | 1 | 0.5988 | 0.0003972 | 1.377 | 0.0009135 | 0 | 0.1059 | 0.1069 | 0 | 30.68 | 29.92 | 30.64 | 54.26 | -273 | -273 | 0 |  |  | 20 | 0 | 0.5277 | 0.5307 | 0.6695 | 0.1168 | 0 | 0 | 0 | 0 | 0 | 0 | 0 | 1.041 | 1.052 | 0.3238 | 0.3799 | 701.9
8000 | 2.242 | 144 | 0 | 0 | 0 | 0 | 0.9107 | 464 | 19.58 | 0.0328 | 0.1031 | 20.86 | 1 | 153.2 | 151.3 | 0.3785 | 65.24 | 87.68 | 77.09 | 0 | 0 | 0 | 0 | 0 | -1.576 | 20 | 0 | 0.000871 | 1.038 | 1 | 0.5994 | 0.0003974 | 1.379 | 0.000914 | 0 | 0.1059 | 0.1069 | 0 | 30.75 | 29.98 | 30.71 | 54.02 | -273 | -273 | 0 |  |  | 20 | 0 | 0.5254 | 0.5284 | 0.6665 | 0.1143 | 0 | 0 | 0 | 0 | 0 | 0 | 0 | 1.037 | 1.048 | 0.3227 | 0.3785 | 701.9
8020 | 2.242 | 143.6 | 0 | 0 | 0 | 0 | 0.9107 | 464 | 19.58 | 0.0328 | 0.1031 | 20.86 | 1 | 152.8 | 150.9 | 0.3772 | 65.07 | 87.41 | 76.82 | 0 | 0 | 0 | 0 | 0 | -1.571 | 20 | 0 | 0.0008651 | 1.034 | 1 | 0.6 | 0.0003976 | 1.38 | 0.0009145 | 0 | 0.1059 | 0.1069 | 0 | 30.83 | 30.05 | 30.79 | 53.78 | -273 | -273 | 0 |  |  | 20 | 0 | 0.5232 | 0.5262 | 0.6636 | 0.1119 | 0 | 0 | 0 | 0 | 0 | 0 | 0 | 1.033 | 1.044 | 0.3216 | 0.3772 | 701.9
8040 | 2.243 | 143.2 | 0 | 0 | 0 | 0 | 0.9107 | 464 | 19.58 | 0.0328 | 0.1031 | 20.86 | 1 | 152.4 | 150.5 | 0.3759 | 64.9 | 87.14 | 76.55 | 0 | 0 | 0 | 0 | 0 | -1.567 | 20 | 0 | 0.0008593 | 1.03 | 1 | 0.6005 | 0.0003978 | 1.381 | 0.0009149 | 0 | 0.1059 | 0.1069 | 0 | 30.9 | 30.12 | 30.86 | 53.55 | -273 | -273 | 0 |  |  | 20 | 0 | 0.5209 | 0.5239 | 0.6607 | 0.1094 | 0 | 0 | 0 | 0 | 0 | 0 | 0 | 1.03 | 1.041 | 0.3205 | 0.3759 | 701.9
8060 | 2.243 | 142.8 | 0 | 0 | 0 | 0 | 0.9107 | 464 | 19.58 | 0.0328 | 0.1031 | 20.86 | 1 | 152 | 150.1 | 0.3746 | 64.74 | 86.88 | 76.29 | 0 | 0 | 0 | 0 | 0 | -1.562 | 20 | 0 | 0.0008536 | 1.027 | 1 | 0.6011 | 0.000398 | 1.382 | 0.0009153 | 0 | 0.1059 | 0.1069 | 0 | 30.97 | 30.18 | 30.93 | 53.32 | -273 | -273 | 0 |  |  | 20 | 0 | 0.5187 | 0.5217 | 0.6579 | 0.107 | 0 | 0 | 0 | 0 | 0 | 0 | 0 | 1.026 | 1.037 | 0.3195 | 0.3746 | 701.9
8080 | 2.243 | 142.5 | 0 | 0 | 0 | 0 | 0.9107 | 464 | 19.58 | 0.0328 | 0.1031 | 20.86 | 1 | 151.5 | 149.7 | 0.3733 | 64.58 | 86.62 | 76.02 | 0 | 0 | 0 | 0 | 0 | -1.557 | 20 | 0 | 0.0008479 | 1.023 | 1 | 0.6016 | 0.0003982 | 1.384 | 0.0009158 | 0 | 0.1059 | 0.1069 | 0 | 31.05 | 30.25 | 31.01 | 53.08 | -273 | -273 | 0 |  |  | 20 | 0 | 0.5164 | 0.5195 | 0.655 | 0.1047 | 0 | 0 | 0 | 0 | 0 | 0 | 0 | 1.023 | 1.033 | 0.3184 | 0.3733 | 701.9
8100 | 2.244 | 142.1 | 0 | 0 | 0 | 0 | 0.9107 | 464 | 19.58 | 0.0328 | 0.1031 | 20.86 | 1 | 151.1 | 149.3 | 0.372 | 64.42 | 86.36 | 75.76 | 0 | 0 | 0 | 0 | 0 | -1.552 | 20 | 0 | 0.0008422 | 1.019 | 1 | 0.6022 | 0.0003984 | 1.385 | 0.0009162 | 0 | 0.1059 | 0.1069 | 0 | 31.12 | 30.32 | 31.08 | 52.86 | -273 | -273 | 0 |  |  | 20 | 0 | 0.5142 | 0.5173 | 0.6522 | 0.1024 | 0 | 0 | 0 | 0 | 0 | 0 | 0 | 1.019 | 1.03 | 0.3174 | 0.372 | 701.9
8120 | 2.244 | 141.7 | 0 | 0 | 0 | 0 | 0.9107 | 464 | 19.58 | 0.0328 | 0.1031 | 20.86 | 1 | 150.7 | 148.9 | 0.3708 | 64.26 | 86.1 | 75.5 | 0 | 0 | 0 | 0 | 0 | -1.548 | 20 | 0 | 0.0008366 | 1.015 | 1 | 0.6027 | 0.0003985 | 1.386 | 0.0009167 | 0 | 0.1059 | 0.1069 | 0 | 31.19 | 30.39 | 31.15 | 52.63 | -273 | -273 | 0 |  |  | 20 | 0 | 0.5121 | 0.5151 | 0.6494 | 0.1001 | 0 | 0 | 0 | 0 | 0 | 0 | 0 | 1.016 | 1.026 | 0.3163 | 0.3708 | 701.9
8140 | 2.245 | 141.3 | 0 | 0 | 0 | 0 | 0.9107 | 464 | 19.58 | 0.0328 | 0.1031 | 20.86 | 1 | 150.3 | 148.5 | 0.3695 | 64.1 | 85.85 | 75.25 | 0 | 0 | 0 | 0 | 0 | -1.543 | 20 | 0 | 0.0008311 | 1.012 | 1 | 0.6032 | 0.0003987 | 1.387 | 0.0009171 | 0 | 0.1059 | 0.1069 | 0 | 31.26 | 30.45 | 31.22 | 52.41 | -273 | -273 | 0 |  |  | 20 | 0 | 0.5099 | 0.5129 | 0.6466 | 0.09782 | 0 | 0 | 0 | 0 | 0 | 0 | 0 | 1.012 | 1.023 | 0.3153 | 0.3695 | 701.9
8160 | 2.245 | 141 | 0 | 0 | 0 | 0 | 0.9107 | 464 | 19.58 | 0.0328 | 0.1031 | 20.86 | 1 | 149.9 | 148.1 | 0.3683 | 63.94 | 85.6 | 74.99 | 0 | 0 | 0 | 0 | 0 | -1.539 | 20 | 0 | 0.0008256 | 1.008 | 1 | 0.6038 | 0.0003989 | 1.389 | 0.0009175 | 0 | 0.1059 | 0.1069 | 0 | 31.34 | 30.52 | 31.3 | 52.19 | -273 | -273 | 0 |  |  | 20 | 0 | 0.5078 | 0.5108 | 0.6439 | 0.09559 | 0 | 0 | 0 | 0 | 0 | 0 | 0 | 1.009 | 1.019 | 0.3143 | 0.3683 | 701.9
8180 | 2.246 | 140.6 | 0 | 0 | 0 | 0 | 0.9107 | 464 | 19.58 | 0.0328 | 0.1031 | 20.86 | 1 | 149.5 | 147.7 | 0.3671 | 63.78 | 85.35 | 74.74 | 0 | 0 | 0 | 0 | 0 | -1.534 | 20 | 0 | 0.0008202 | 1.005 | 1 | 0.6043 | 0.0003991 | 1.39 | 0.000918 | 0 | 0.1059 | 0.1069 | 0 | 31.41 | 30.58 | 31.37 | 51.97 | -273 | -273 | 0 |  |  | 20 | 0 | 0.5056 | 0.5086 | 0.6411 | 0.09339 | 0 | 0 | 0 | 0 | 0 | 0 | 0 | 1.005 | 1.016 | 0.3133 | 0.3671 | 701.9
8200 | 2.246 | 140.2 | 0 | 0 | 0 | 0 | 0.9107 | 464 | 19.58 | 0.0328 | 0.1031 | 20.86 | 1 | 149.1 | 147.3 | 0.3658 | 63.63 | 85.1 | 74.49 | 0 | 0 | 0 | 0 | 0 | -1.53 | 20 | 0 | 0.0008148 | 1.001 | 1 | 0.6048 | 0.0003993 | 1.391 | 0.0009184 | 0 | 0.1059 | 0.1069 | 0 | 31.48 | 30.65 | 31.44 | 51.75 | -273 | -273 | 0 |  |  | 20 | 0 | 0.5035 | 0.5065 | 0.6384 | 0.09122 | 0 | 0 | 0 | 0 | 0 | 0 | 0 | 1.002 | 1.012 | 0.3123 | 0.3658 | 701.9
8220 | 2.246 | 139.9 | 0 | 0 | 0 | 0 | 0.9107 | 464 | 19.58 | 0.0328 | 0.1031 | 20.86 | 1 | 148.8 | 146.9 | 0.3646 | 63.47 | 84.85 | 74.25 | 0 | 0 | 0 | 0 | 0 | -1.525 | 20 | 0 | 0.0008094 | 0.9978 | 1 | 0.6054 | 0.0003995 | 1.392 | 0.0009188 | 0 | 0.1059 | 0.1069 | 0 | 31.56 | 30.72 | 31.51 | 51.54 | -273 | -273 | 0 |  |  | 20 | 0 | 0.5014 | 0.5045 | 0.6357 | 0.08908 | 0 | 0 | 0 | 0 | 0 | 0 | 0 | 0.9986 | 1.009 | 0.3113 | 0.3646 | 701.9
8240 | 2.247 | 139.5 | 0 | 0 | 0 | 0 | 0.9107 | 464 | 19.58 | 0.0328 | 0.1031 | 20.86 | 1 | 148.4 | 146.6 | 0.3634 | 63.32 | 84.61 | 74 | 0 | 0 | 0 | 0 | 0 | -1.521 | 20 | 0 | 0.0008041 | 0.9944 | 1 | 0.6059 | 0.0003997 | 1.394 | 0.0009192 | 0 | 0.1059 | 0.1069 | 0 | 31.63 | 30.78 | 31.58 | 51.33 | -273 | -273 | 0 |  |  | 20 | 0 | 0.4994 | 0.5024 | 0.6331 | 0.08698 | 0 | 0 | 0 | 0 | 0 | 0 | 0 | 0.9954 | 1.006 | 0.3103 | 0.3634 | 701.9
8260 | 2.247 | 139.2 | 0 | 0 | 0 | 0 | 0.9107 | 464 | 19.58 | 0.0328 | 0.1031 | 20.86 | 1 | 148 | 146.2 | 0.3623 | 63.17 | 84.37 | 73.76 | 0 | 0 | 0 | 0 | 0 | -1.516 | 20 | 0 | 0.0007989 | 0.991 | 1 | 0.6064 | 0.0003998 | 1.395 | 0.0009196 | 0 | 0.1059 | 0.1069 | 0 | 31.7 | 30.85 | 31.66 | 51.12 | -273 | -273 | 0 |  |  | 20 | 0 | 0.4973 | 0.5003 | 0.6304 | 0.0849 | 0 | 0 | 0 | 0 | 0 | 0 | 0 | 0.9921 | 1.002 | 0.3094 | 0.3623 | 701.9
8280 | 2.248 | 138.8 | 0 | 0 | 0 | 0 | 0.9107 | 464 | 19.58 | 0.0328 | 0.1031 | 20.86 | 1 | 147.6 | 145.8 | 0.3611 | 63.02 | 84.12 | 73.52 | 0 | 0 | 0 | 0 | 0 | -1.512 | 20 | 0 | 0.0007937 | 0.9876 | 1 | 0.6069 | 0.0004 | 1.396 | 0.00092 | 0 | 0.1059 | 0.1069 | 0 | 31.77 | 30.92 | 31.73 | 50.91 | -273 | -273 | 0 |  |  | 20 | 0 | 0.4953 | 0.4983 | 0.6278 | 0.08285 | 0 | 0 | 0 | 0 | 0 | 0 | 0 | 0.9889 | 0.999 | 0.3084 | 0.3611 | 701.9
8300 | 2.248 | 138.5 | 0 | 0 | 0 | 0 | 0.9107 | 464 | 19.58 | 0.0328 | 0.1031 | 20.86 | 1 | 147.2 | 145.4 | 0.3599 | 62.87 | 83.89 | 73.28 | 0 | 0 | 0 | 0 | 0 | -1.508 | 20 | 0 | 0.0007886 | 0.9842 | 1 | 0.6074 | 0.0004002 | 1.397 | 0.0009204 | 0 | 0.1059 | 0.1069 | 0 | 31.84 | 30.98 | 31.8 | 50.7 | -273 | -273 | 0 |  |  | 20 | 0 | 0.4933 | 0.4963 | 0.6252 | 0.08082 | 0 | 0 | 0 | 0 | 0 | 0 | 0 | 0.9857 | 0.9957 | 0.3075 | 0.3599 | 701.9
8320 | 2.248 | 138.1 | 0 | 0 | 0 | 0 | 0.9107 | 464 | 19.58 | 0.0328 | 0.1031 | 20.86 | 1 | 146.8 | 145.1 | 0.3588 | 62.72 | 83.65 | 73.05 | 0 | 0 | 0 | 0 | 0 | -1.503 | 20 | 0 | 0.0007835 | 0.9809 | 1 | 0.608 | 0.0004004 | 1.398 | 0.0009209 | 0 | 0.1059 | 0.1069 | 0 | 31.92 | 31.05 | 31.87 | 50.5 | -273 | -273 | 0 |  |  | 20 | 0 | 0.4913 | 0.4943 | 0.6226 | 0.07883 | 0 | 0 | 0 | 0 | 0 | 0 | 0 | 0.9825 | 0.9925 | 0.3065 | 0.3588 | 701.9
8340 | 2.249 | 137.8 | 0 | 0 | 0 | 0 | 0.9107 | 464 | 19.58 | 0.0328 | 0.1031 | 20.86 | 1 | 146.5 | 144.7 | 0.3576 | 62.57 | 83.41 | 72.82 | 0 | 0 | 0 | 0 | 0 | -1.499 | 20 | 0 | 0.0007784 | 0.9776 | 1 | 0.6085 | 0.0004005 | 1.399 | 0.0009213 | 0 | 0.1059 | 0.1069 | 0 | 31.99 | 31.11 | 31.94 | 50.3 | -273 | -273 | 0 |  |  | 20 | 0 | 0.4893 | 0.4923 | 0.62 | 0.07686 | 0 | 0 | 0 | 0 | 0 | 0 | 0 | 0.9794 | 0.9893 | 0.3056 | 0.3576 | 701.9
8360 | 2.249 | 137.4 | 0 | 0 | 0 | 0 | 0.9107 | 464 | 19.58 | 0.0328 | 0.1031 | 20.86 | 1 | 146.1 | 144.3 | 0.3565 | 62.43 | 83.18 | 72.58 | 0 | 0 | 0 | 0 | 0 | -1.495 | 20 | 0 | 0.0007734 | 0.9744 | 1 | 0.609 | 0.0004007 | 1.401 | 0.0009217 | 0 | 0.1059 | 0.1069 | 0 | 32.06 | 31.18 | 32.02 | 50.1 | -273 | -273 | 0 |  |  | 20 | 0 | 0.4873 | 0.4903 | 0.6175 | 0.07492 | 0 | 0 | 0 | 0 | 0 | 0 | 0 | 0.9763 | 0.9861 | 0.3047 | 0.3565 | 701.9
8380 | 2.25 | 137.1 | 0 | 0 | 0 | 0 | 0.9107 | 464 | 19.58 | 0.0328 | 0.1031 | 20.86 | 1 | 145.7 | 144 | 0.3554 | 62.28 | 82.95 | 72.35 | 0 | 0 | 0 | 0 | 0 | -1.491 | 20 | 0 | 0.0007685 | 0.9712 | 1 | 0.6095 | 0.0004009 | 1.402 | 0.0009221 | 0 | 0.1059 | 0.1069 | 0 | 32.13 | 31.24 | 32.09 | 49.91 | -273 | -273 | 0 |  |  | 20 | 0 | 0.4854 | 0.4884 | 0.6149 | 0.073 | 0 | 0 | 0 | 0 | 0 | 0 | 0 | 0.9732 | 0.9829 | 0.3037 | 0.3554 | 701.9
8400 | 2.25 | 136.8 | 0 | 0 | 0 | 0 | 0.9107 | 464 | 19.58 | 0.0328 | 0.1031 | 20.86 | 1 | 145.4 | 143.6 | 0.3543 | 62.14 | 82.72 | 72.13 | 0 | 0 | 0 | 0 | 0 | -1.486 | 20 | 0 | 0.0007636 | 0.968 | 1 | 0.61 | 0.0004011 | 1.403 | 0.0009225 | 0 | 0.1059 | 0.1069 | 0 | 32.2 | 31.31 | 32.16 | 49.71 | -273 | -273 | 0 |  |  | 20 | 0 | 0.4834 | 0.4864 | 0.6124 | 0.07112 | 0 | 0 | 0 | 0 | 0 | 0 | 0 | 0.9701 | 0.9798 | 0.3028 | 0.3543 | 701.9
8420 | 2.25 | 136.4 | 0 | 0 | 0 | 0 | 0.9107 | 464 | 19.58 | 0.0328 | 0.1031 | 20.86 | 1 | 145 | 143.2 | 0.3532 | 62 | 82.49 | 71.9 | 0 | 0 | 0 | 0 | 0 | -1.482 | 20 | 0 | 0.0007587 | 0.9648 | 1 | 0.6105 | 0.0004012 | 1.404 | 0.0009228 | 0 | 0.1059 | 0.1069 | 0 | 32.28 | 31.37 | 32.23 | 49.52 | -273 | -273 | 0 |  |  | 20 | 0 | 0.4815 | 0.4845 | 0.6099 | 0.06925 | 0 | 0 | 0 | 0 | 0 | 0 | 0 | 0.9671 | 0.9767 | 0.3019 | 0.3532 | 701.9
8440 | 2.251 | 136.1 | 0 | 0 | 0 | 0 | 0.9107 | 464 | 19.58 | 0.0328 | 0.1031 | 20.86 | 1 | 144.6 | 142.9 | 0.3521 | 61.85 | 82.27 | 71.68 | 0 | 0 | 0 | 0 | 0 | -1.478 | 20 | 0 | 0.0007539 | 0.9617 | 1 | 0.611 | 0.0004014 | 1.405 | 0.0009232 | 0 | 0.1059 | 0.1069 | 0 | 32.35 | 31.44 | 32.3 | 49.33 | -273 | -273 | 0 |  |  | 20 | 0 | 0.4796 | 0.4826 | 0.6075 | 0.06742 | 0 | 0 | 0 | 0 | 0 | 0 | 0 | 0.9641 | 0.9737 | 0.301 | 0.3521 | 701.9
8460 | 2.251 | 135.8 | 0 | 0 | 0 | 0 | 0.9107 | 464 | 19.58 | 0.0328 | 0.1031 | 20.86 | 1 | 144.3 | 142.5 | 0.351 | 61.71 | 82.04 | 71.46 | 0 | 0 | 0 | 0 | 0 | -1.474 | 20 | 0 | 0.0007491 | 0.9585 | 1 | 0.6115 | 0.0004016 | 1.406 | 0.0009236 | 0 | 0.1059 | 0.1069 | 0 | 32.42 | 31.5 | 32.37 | 49.14 | -273 | -273 | 0 |  |  | 20 | 0 | 0.4777 | 0.4807 | 0.605 | 0.0656 | 0 | 0 | 0 | 0 | 0 | 0 | 0 | 0.9611 | 0.9706 | 0.3001 | 0.351 | 701.9
8480 | 2.252 | 135.4 | 0 | 0 | 0 | 0 | 0.9107 | 464 | 19.58 | 0.0328 | 0.1031 | 20.86 | 1 | 143.9 | 142.2 | 0.35 | 61.57 | 81.82 | 71.24 | 0 | 0 | 0 | 0 | 0 | -1.47 | 20 | 0 | 0.0007444 | 0.9555 | 1 | 0.612 | 0.0004017 | 1.408 | 0.000924 | 0 | 0.1059 | 0.1069 | 0 | 32.49 | 31.57 | 32.44 | 48.95 | -273 | -273 | 0 |  |  | 20 | 0 | 0.4758 | 0.4788 | 0.6026 | 0.06382 | 0 | 0 | 0 | 0 | 0 | 0 | 0 | 0.9582 | 0.9676 | 0.2993 | 0.35 | 701.9
8500 | 2.252 | 135.1 | 0 | 0 | 0 | 0 | 0.9107 | 464 | 19.58 | 0.0328 | 0.1031 | 20.86 | 1 | 143.6 | 141.8 | 0.3489 | 61.43 | 81.6 | 71.02 | 0 | 0 | 0 | 0 | 0 | -1.466 | 20 | 0 | 0.0007397 | 0.9524 | 1 | 0.6125 | 0.0004019 | 1.409 | 0.0009244 | 0 | 0.1059 | 0.1069 | 0 | 32.56 | 31.63 | 32.51 | 48.77 | -273 | -273 | 0 |  |  | 20 | 0 | 0.474 | 0.4769 | 0.6002 | 0.06205 | 0 | 0 | 0 | 0 | 0 | 0 | 0 | 0.9553 | 0.9646 | 0.2984 | 0.3489 | 701.9
8520 | 2.252 | 134.8 | 0 | 0 | 0 | 0 | 0.9107 | 464 | 19.58 | 0.0328 | 0.1031 | 20.86 | 1 | 143.2 | 141.5 | 0.3479 | 61.3 | 81.38 | 70.81 | 0 | 0 | 0 | 0 | 0 | -1.462 | 20 | 0 | 0.000735 | 0.9494 | 1 | 0.613 | 0.0004021 | 1.41 | 0.0009248 | 0 | 0.1059 | 0.1069 | 0 | 32.63 | 31.69 | 32.58 | 48.58 | -273 | -273 | 0 |  |  | 20 | 0 | 0.4721 | 0.4751 | 0.5978 | 0.06032 | 0 | 0 | 0 | 0 | 0 | 0 | 0 | 0.9524 | 0.9617 | 0.2975 | 0.3479 | 701.9
8540 | 2.253 | 134.4 | 0 | 0 | 0 | 0 | 0.9107 | 464 | 19.58 | 0.0328 | 0.1031 | 20.86 | 1 | 142.8 | 141.1 | 0.3468 | 61.16 | 81.16 | 70.59 | 0 | 0 | 0 | 0 | 0 | -1.458 | 20 | 0 | 0.0007304 | 0.9464 | 1 | 0.6134 | 0.0004022 | 1.411 | 0.0009252 | 0 | 0.1059 | 0.1069 | 0 | 32.7 | 31.76 | 32.65 | 48.4 | -273 | -273 | 0 |  |  | 20 | 0 | 0.4703 | 0.4733 | 0.5954 | 0.0586 | 0 | 0 | 0 | 0 | 0 | 0 | 0 | 0.9495 | 0.9587 | 0.2967 | 0.3468 | 701.9
8560 | 2.253 | 134.1 | 0 | 0 | 0 | 0 | 0.9107 | 464 | 19.58 | 0.0328 | 0.1031 | 20.86 | 1 | 142.5 | 140.8 | 0.3458 | 61.02 | 80.94 | 70.38 | 0 | 0 | 0 | 0 | 0 | -1.454 | 20 | 0 | 0.0007259 | 0.9434 | 1 | 0.6139 | 0.0004024 | 1.412 | 0.0009255 | 0 | 0.1059 | 0.1069 | 0 | 32.77 | 31.82 | 32.72 | 48.22 | -273 | -273 | 0 |  |  | 20 | 0 | 0.4685 | 0.4714 | 0.593 | 0.05691 | 0 | 0 | 0 | 0 | 0 | 0 | 0 | 0.9466 | 0.9558 | 0.2958 | 0.3458 | 701.9
8580 | 2.253 | 133.8 | 0 | 0 | 0 | 0 | 0.9107 | 464 | 19.58 | 0.0328 | 0.1031 | 20.86 | 1 | 142.1 | 140.4 | 0.3448 | 60.89 | 80.73 | 70.17 | 0 | 0 | 0 | 0 | 0 | -1.45 | 20 | 0 | 0.0007214 | 0.9404 | 1 | 0.6144 | 0.0004026 | 1.413 | 0.0009259 | 0 | 0.1059 | 0.1069 | 0 | 32.84 | 31.89 | 32.79 | 48.05 | -273 | -273 | 0 |  |  | 20 | 0 | 0.4667 | 0.4696 | 0.5907 | 0.05524 | 0 | 0 | 0 | 0 | 0 | 0 | 0 | 0.9438 | 0.9529 | 0.295 | 0.3448 | 701.9
8600 | 2.254 | 133.5 | 0 | 0 | 0 | 0 | 0.9107 | 464 | 19.58 | 0.0328 | 0.1031 | 20.86 | 1 | 141.8 | 140.1 | 0.3438 | 60.76 | 80.52 | 69.96 | 0 | 0 | 0 | 0 | 0 | -1.446 | 20 | 0 | 0.0007169 | 0.9375 | 1 | 0.6149 | 0.0004027 | 1.414 | 0.0009263 | 0 | 0.1059 | 0.1069 | 0 | 32.91 | 31.95 | 32.86 | 47.87 | -273 | -273 | 0 |  |  | 20 | 0 | 0.4649 | 0.4679 | 0.5883 | 0.0536 | 0 | 0 | 0 | 0 | 0 | 0 | 0 | 0.941 | 0.9501 | 0.2942 | 0.3438 | 701.9
8620 | 2.254 | 133.2 | 0 | 0 | 0 | 0 | 0.9107 | 464 | 19.58 | 0.0328 | 0.1031 | 20.86 | 1 | 141.5 | 139.8 | 0.3428 | 60.62 | 80.3 | 69.76 | 0 | 0 | 0 | 0 | 0 | -1.442 | 20 | 0 | 0.0007124 | 0.9346 | 1 | 0.6154 | 0.0004029 | 1.415 | 0.0009266 | 0 | 0.1059 | 0.1069 | 0 | 32.98 | 32.01 | 32.93 | 47.7 | -273 | -273 | 0 |  |  | 20 | 0 | 0.4631 | 0.4661 | 0.586 | 0.05198 | 0 | 0 | 0 | 0 | 0 | 0 | 0 | 0.9382 | 0.9472 | 0.2933 | 0.3428 | 701.9
8640 | 2.255 | 132.9 | 0 | 0 | 0 | 0 | 0.9107 | 464 | 19.58 | 0.0328 | 0.1031 | 20.86 | 1 | 141.1 | 139.4 | 0.3418 | 60.49 | 80.09 | 69.55 | 0 | 0 | 0 | 0 | 0 | -1.438 | 20 | 0 | 0.000708 | 0.9317 | 1 | 0.6159 | 0.000403 | 1.416 | 0.000927 | 0 | 0.1059 | 0.1069 | 0 | 33.05 | 32.08 | 33 | 47.53 | -273 | -273 | 0 |  |  | 20 | 0 | 0.4613 | 0.4643 | 0.5837 | 0.05038 | 0 | 0 | 0 | 0 | 0 | 0 | 0 | 0.9355 | 0.9444 | 0.2925 | 0.3418 | 701.9
8660 | 2.255 | 132.5 | 0 | 0 | 0 | 0 | 0.9107 | 464 | 19.58 | 0.0328 | 0.1031 | 20.86 | 1 | 140.8 | 139.1 | 0.3408 | 60.36 | 79.89 | 69.35 | 0 | 0 | 0 | 0 | 0 | -1.434 | 20 | 0 | 0.0007037 | 0.9289 | 1 | 0.6163 | 0.0004032 | 1.418 | 0.0009274 | 0 | 0.1059 | 0.1069 | 0 | 33.12 | 32.14 | 33.07 | 47.36 | -273 | -273 | 0 |  |  | 20 | 0 | 0.4596 | 0.4626 | 0.5815 | 0.0488 | 0 | 0 | 0 | 0 | 0 | 0 | 0 | 0.9328 | 0.9416 | 0.2917 | 0.3408 | 701.9
8680 | 2.255 | 132.2 | 0 | 0 | 0 | 0 | 0.9107 | 464 | 19.58 | 0.0328 | 0.1031 | 20.86 | 1 | 140.4 | 138.8 | 0.3398 | 60.23 | 79.68 | 69.15 | 0 | 0 | 0 | 0 | 0 | -1.43 | 20 | 0 | 0.0006994 | 0.9261 | 1 | 0.6168 | 0.0004034 | 1.419 | 0.0009277 | 0 | 0.1059 | 0.1069 | 0 | 33.19 | 32.2 | 33.14 | 47.19 | -273 | -273 | 0 |  |  | 20 | 0 | 0.4578 | 0.4608 | 0.5792 | 0.04724 | 0 | 0 | 0 | 0 | 0 | 0 | 0 | 0.9301 | 0.9389 | 0.2909 | 0.3398 | 701.9
8700 | 2.256 | 131.9 | 0 | 0 | 0 | 0 | 0.9107 | 464 | 19.58 | 0.0328 | 0.1031 | 20.86 | 1 | 140.1 | 138.4 | 0.3388 | 60.1 | 79.47 | 68.95 | 0 | 0 | 0 | 0 | 0 | -1.426 | 20 | 0 | 0.0006951 | 0.9233 | 1 | 0.6173 | 0.0004035 | 1.42 | 0.0009281 | 0 | 0.1059 | 0.1069 | 0 | 33.26 | 32.26 | 33.21 | 47.02 | -273 | -273 | 0 |  |  | 20 | 0 | 0.4561 | 0.4591 | 0.577 | 0.0457 | 0 | 0 | 0 | 0 | 0 | 0 | 0 | 0.9274 | 0.9361 | 0.2901 | 0.3388 | 701.9
8720 | 2.256 | 131.6 | 0 | 0 | 0 | 0 | 0.9107 | 464 | 19.58 | 0.0328 | 0.1031 | 20.86 | 1 | 139.8 | 138.1 | 0.3379 | 59.98 | 79.27 | 68.75 | 0 | 0 | 0 | 0 | 0 | -1.422 | 20 | 0 | 0.0006909 | 0.9205 | 1 | 0.6177 | 0.0004037 | 1.421 | 0.0009284 | 0 | 0.1059 | 0.1069 | 0 | 33.33 | 32.33 | 33.28 | 46.86 | -273 | -273 | 0 |  |  | 20 | 0 | 0.4544 | 0.4574 | 0.5747 | 0.04419 | 0 | 0 | 0 | 0 | 0 | 0 | 0 | 0.9247 | 0.9334 | 0.2893 | 0.3379 | 701.9
8740 | 2.256 | 131.3 | 0 | 0 | 0 | 0 | 0.9107 | 464 | 19.58 | 0.0328 | 0.1031 | 20.86 | 1 | 139.5 | 137.8 | 0.3369 | 59.85 | 79.07 | 68.55 | 0 | 0 | 0 | 0 | 0 | -1.419 | 20 | 0 | 0.0006867 | 0.9177 | 1 | 0.6182 | 0.0004038 | 1.422 | 0.0009288 | 0 | 0.1059 | 0.1069 | 0 | 33.4 | 32.39 | 33.35 | 46.69 | -273 | -273 | 0 |  |  | 20 | 0 | 0.4527 | 0.4557 | 0.5725 | 0.0427 | 0 | 0 | 0 | 0 | 0 | 0 | 0 | 0.9221 | 0.9307 | 0.2885 | 0.3369 | 701.9
8760 | 2.257 | 131 | 0 | 0 | 0 | 0 | 0.9107 | 464 | 19.58 | 0.0328 | 0.1031 | 20.86 | 1 | 139.1 | 137.5 | 0.336 | 59.72 | 78.87 | 68.36 | 0 | 0 | 0 | 0 | 0 | -1.415 | 20 | 0 | 0.0006825 | 0.915 | 1 | 0.6187 | 0.000404 | 1.423 | 0.0009292 | 0 | 0.1059 | 0.1069 | 0 | 33.47 | 32.45 | 33.42 | 46.53 | -273 | -273 | 0 |  |  | 20 | 0 | 0.451 | 0.454 | 0.5703 | 0.04122 | 0 | 0 | 0 | 0 | 0 | 0 | 0 | 0.9195 | 0.9281 | 0.2878 | 0.336 | 701.9
8780 | 2.257 | 130.7 | 0 | 0 | 0 | 0 | 0.9107 | 464 | 19.58 | 0.0328 | 0.1031 | 20.86 | 1 | 138.8 | 137.1 | 0.335 | 59.6 | 78.67 | 68.17 | 0 | 0 | 0 | 0 | 0 | -1.411 | 20 | 0 | 0.0006784 | 0.9123 | 1 | 0.6191 | 0.0004041 | 1.424 | 0.0009295 | 0 | 0.1059 | 0.1069 | 0 | 33.54 | 32.51 | 33.49 | 46.37 | -273 | -273 | 0 |  |  | 20 | 0 | 0.4494 | 0.4523 | 0.5681 | 0.03977 | 0 | 0 | 0 | 0 | 0 | 0 | 0 | 0.9169 | 0.9254 | 0.287 | 0.335 | 701.9
8800 | 2.257 | 130.4 | 0 | 0 | 0 | 0 | 0.9107 | 464 | 19.58 | 0.0328 | 0.1031 | 20.86 | 1 | 138.5 | 136.8 | 0.3341 | 59.47 | 78.47 | 67.98 | 0 | 0 | 0 | 0 | 0 | -1.408 | 20 | 0 | 0.0006743 | 0.9096 | 1 | 0.6196 | 0.0004043 | 1.425 | 0.0009298 | 0 | 0.1059 | 0.1069 | 0 | 33.61 | 32.57 | 33.56 | 46.21 | -273 | -273 | 0 |  |  | 20 | 0 | 0.4477 | 0.4507 | 0.566 | 0.03834 | 0 | 0 | 0 | 0 | 0 | 0 | 0 | 0.9143 | 0.9228 | 0.2862 | 0.3341 | 701.9
8820 | 2.258 | 130.1 | 0 | 0 | 0 | 0 | 0.9107 | 464 | 19.58 | 0.0328 | 0.1031 | 20.86 | 1 | 138.2 | 136.5 | 0.3332 | 59.35 | 78.27 | 67.79 | 0 | 0 | 0 | 0 | 0 | -1.404 | 20 | 0 | 0.0006702 | 0.9069 | 1 | 0.62 | 0.0004044 | 1.426 | 0.0009302 | 0 | 0.1059 | 0.1069 | 0 | 33.68 | 32.63 | 33.62 | 46.05 | -273 | -273 | 0 |  |  | 20 | 0 | 0.4461 | 0.449 | 0.5638 | 0.03692 | 0 | 0 | 0 | 0 | 0 | 0 | 0 | 0.9118 | 0.9202 | 0.2855 | 0.3332 | 701.9
8840 | 2.258 | 129.8 | 0 | 0 | 0 | 0 | 0.9107 | 464 | 19.58 | 0.0328 | 0.1031 | 20.86 | 1 | 137.8 | 136.2 | 0.3323 | 59.23 | 78.08 | 67.6 | 0 | 0 | 0 | 0 | 0 | -1.4 | 20 | 0 | 0.0006662 | 0.9043 | 1 | 0.6205 | 0.0004046 | 1.427 | 0.0009305 | 0 | 0.1059 | 0.1069 | 0 | 33.75 | 32.7 | 33.69 | 45.9 | -273 | -273 | 0 |  |  | 20 | 0 | 0.4444 | 0.4474 | 0.5617 | 0.03553 | 0 | 0 | 0 | 0 | 0 | 0 | 0 | 0.9092 | 0.9176 | 0.2847 | 0.3323 | 701.9
8860 | 2.258 | 129.5 | 0 | 0 | 0 | 0 | 0.9107 | 464 | 19.58 | 0.0328 | 0.1031 | 20.86 | 1 | 137.5 | 135.9 | 0.3314 | 59.11 | 77.88 | 67.41 | 0 | 0 | 0 | 0 | 0 | -1.397 | 20 | 0 | 0.0006622 | 0.9017 | 1 | 0.6209 | 0.0004047 | 1.428 | 0.0009309 | 0 | 0.1059 | 0.1069 | 0 | 33.81 | 32.76 | 33.76 | 45.75 | -273 | -273 | 0 |  |  | 20 | 0 | 0.4428 | 0.4458 | 0.5596 | 0.03415 | 0 | 0 | 0 | 0 | 0 | 0 | 0 | 0.9067 | 0.915 | 0.284 | 0.3314 | 701.9
8880 | 2.259 | 129.2 | 0 | 0 | 0 | 0 | 0.9107 | 464 | 19.58 | 0.0328 | 0.1031 | 20.86 | 1 | 137.2 | 135.6 | 0.3305 | 58.98 | 77.69 | 67.23 | 0 | 0 | 0 | 0 | 0 | -1.393 | 20 | 0 | 0.0006583 | 0.8991 | 1 | 0.6214 | 0.0004049 | 1.429 | 0.0009312 | 0 | 0.1059 | 0.1069 | 0 | 33.88 | 32.82 | 33.83 | 45.59 | -273 | -273 | 0 |  |  | 20 | 0 | 0.4412 | 0.4442 | 0.5575 | 0.0328 | 0 | 0 | 0 | 0 | 0 | 0 | 0 | 0.9042 | 0.9125 | 0.2832 | 0.3305 | 701.9
8900 | 2.259 | 128.9 | 0 | 0 | 0 | 0 | 0.9107 | 464 | 19.58 | 0.0328 | 0.1031 | 20.86 | 1 | 136.9 | 135.3 | 0.3296 | 58.86 | 77.5 | 67.04 | 0 | 0 | 0 | 0 | 0 | -1.389 | 20 | 0 | 0.0006544 | 0.8965 | 1 | 0.6218 | 0.000405 | 1.43 | 0.0009316 | 0 | 0.1059 | 0.1069 | 0 | 33.95 | 32.88 | 33.9 | 45.44 | -273 | -273 | 0 |  |  | 20 | 0 | 0.4396 | 0.4426 | 0.5554 | 0.03146 | 0 | 0 | 0 | 0 | 0 | 0 | 0 | 0.9018 | 0.91 | 0.2825 | 0.3296 | 701.9
8920 | 2.259 | 128.7 | 0 | 0 | 0 | 0 | 0.9107 | 464 | 19.58 | 0.0328 | 0.1031 | 20.86 | 1 | 136.6 | 135 | 0.3287 | 58.75 | 77.31 | 66.86 | 0 | 0 | 0 | 0 | 0 | -1.386 | 20 | 0 | 0.0006505 | 0.8939 | 1 | 0.6223 | 0.0004052 | 1.431 | 0.0009319 | 0 | 0.1059 | 0.1069 | 0 | 34.02 | 32.94 | 33.96 | 45.29 | -273 | -273 | 0 |  |  | 20 | 0 | 0.438 | 0.441 | 0.5533 | 0.03014 | 0 | 0 | 0 | 0 | 0 | 0 | 0 | 0.8993 | 0.9075 | 0.2818 | 0.3287 | 701.9
8940 | 2.26 | 128.4 | 0 | 0 | 0 | 0 | 0.9107 | 464 | 19.58 | 0.0328 | 0.1031 | 20.86 | 1 | 136.3 | 134.6 | 0.3278 | 58.63 | 77.12 | 66.68 | 0 | 0 | 0 | 0 | 0 | -1.382 | 20 | 0 | 0.0006467 | 0.8914 | 1 | 0.6227 | 0.0004053 | 1.432 | 0.0009322 | 0 | 0.1059 | 0.1069 | 0 | 34.09 | 33 | 34.03 | 45.14 | -273 | -273 | 0 |  |  | 20 | 0 | 0.4365 | 0.4394 | 0.5512 | 0.02884 | 0 | 0 | 0 | 0 | 0 | 0 | 0 | 0.8969 | 0.905 | 0.2811 | 0.3278 | 701.9
8960 | 2.26 | 128.1 | 0 | 0 | 0 | 0 | 0.9107 | 464 | 19.58 | 0.0328 | 0.1031 | 20.86 | 1 | 136 | 134.3 | 0.3269 | 58.51 | 76.94 | 66.5 | 0 | 0 | 0 | 0 | 0 | -1.379 | 20 | 0 | 0.0006429 | 0.8889 | 1 | 0.6232 | 0.0004055 | 1.433 | 0.0009326 | 0 | 0.1059 | 0.1069 | 0 | 34.15 | 33.06 | 34.1 | 45 | -273 | -273 | 0 |  |  | 20 | 0 | 0.4349 | 0.4378 | 0.5492 | 0.02755 | 0 | 0 | 0 | 0 | 0 | 0 | 0 | 0.8945 | 0.9025 | 0.2803 | 0.3269 | 701.9
8980 | 2.26 | 127.8 | 0 | 0 | 0 | 0 | 0.9107 | 464 | 19.58 | 0.0328 | 0.1031 | 20.86 | 1 | 135.6 | 134 | 0.3261 | 58.39 | 76.75 | 66.33 | 0 | 0 | 0 | 0 | 0 | -1.375 | 20 | 0 | 0.0006391 | 0.8864 | 1 | 0.6236 | 0.0004056 | 1.434 | 0.0009329 | 0 | 0.1059 | 0.1069 | 0 | 34.22 | 33.12 | 34.17 | 44.85 | -273 | -273 | 0 |  |  | 20 | 0 | 0.4333 | 0.4363 | 0.5471 | 0.02629 | 0 | 0 | 0 | 0 | 0 | 0 | 0 | 0.8921 | 0.9001 | 0.2796 | 0.3261 | 701.9
9000 | 2.261 | 127.5 | 0 | 0 | 0 | 0 | 0.9107 | 464 | 19.58 | 0.0328 | 0.1031 | 20.86 | 1 | 135.3 | 133.7 | 0.3252 | 58.28 | 76.57 | 66.15 | 0 | 0 | 0 | 0 | 0 | -1.372 | 20 | 0 | 0.0006353 | 0.8839 | 1 | 0.624 | 0.0004057 | 1.435 | 0.0009332 | 0 | 0.1059 | 0.1069 | 0 | 34.29 | 33.18 | 34.23 | 44.71 | -273 | -273 | 0 |  |  | 20 | 0 | 0.4318 | 0.4347 | 0.5451 | 0.02504 | 0 | 0 | 0 | 0 | 0 | 0 | 0 | 0.8897 | 0.8977 | 0.2789 | 0.3252 | 701.9
9020 | 2.261 | 127.2 | 0 | 0 | 0 | 0 | 0.9107 | 464 | 19.58 | 0.0328 | 0.1031 | 20.86 | 1 | 135 | 133.4 | 0.3244 | 58.16 | 76.38 | 65.98 | 0 | 0 | 0 | 0 | 0 | -1.368 | 20 | 0 | 0.0006316 | 0.8814 | 1 | 0.6245 | 0.0004059 | 1.436 | 0.0009335 | 0 | 0.1059 | 0.1069 | 0 | 34.35 | 33.24 | 34.3 | 44.57 | -273 | -273 | 0 |  |  | 20 | 0 | 0.4303 | 0.4332 | 0.5431 | 0.02381 | 0 | 0 | 0 | 0 | 0 | 0 | 0 | 0.8874 | 0.8952 | 0.2782 | 0.3244 | 701.9
9040 | 2.261 | 127 | 0 | 0 | 0 | 0 | 0.9107 | 464 | 19.58 | 0.0328 | 0.1031 | 20.86 | 1 | 134.7 | 133.1 | 0.3235 | 58.05 | 76.2 | 65.8 | 0 | 0 | 0 | 0 | 0 | -1.365 | 20 | 0 | 0.000628 | 0.879 | 1 | 0.6249 | 0.000406 | 1.437 | 0.0009339 | 0 | 0.1059 | 0.1069 | 0 | 34.42 | 33.3 | 34.37 | 44.43 | -273 | -273 | 0 |  |  | 20 | 0 | 0.4288 | 0.4317 | 0.5411 | 0.02259 | 0 | 0 | 0 | 0 | 0 | 0 | 0 | 0.885 | 0.8929 | 0.2775 | 0.3235 | 701.9
9060 | 2.262 | 126.7 | 0 | 0 | 0 | 0 | 0.9107 | 464 | 19.58 | 0.0328 | 0.1031 | 20.86 | 1 | 134.4 | 132.9 | 0.3227 | 57.93 | 76.02 | 65.63 | 0 | 0 | 0 | 0 | 0 | -1.361 | 20 | 0 | 0.0006243 | 0.8766 | 1 | 0.6253 | 0.0004062 | 1.438 | 0.0009342 | 0 | 0.1059 | 0.1069 | 0 | 34.49 | 33.36 | 34.43 | 44.29 | -273 | -273 | 0 |  |  | 20 | 0 | 0.4273 | 0.4302 | 0.5392 | 0.02139 | 0 | 0 | 0 | 0 | 0 | 0 | 0 | 0.8827 | 0.8905 | 0.2769 | 0.3227 | 701.9
9080 | 2.262 | 126.4 | 0 | 0 | 0 | 0 | 0.9107 | 464 | 19.58 | 0.0328 | 0.1031 | 20.86 | 1 | 134.1 | 132.6 | 0.3219 | 57.82 | 75.84 | 65.46 | 0 | 0 | 0 | 0 | 0 | -1.358 | 20 | 0 | 0.0006207 | 0.8742 | 1 | 0.6258 | 0.0004063 | 1.439 | 0.0009345 | 0 | 0.1059 | 0.1069 | 0 | 34.55 | 33.42 | 34.5 | 44.15 | -273 | -273 | 0 |  |  | 20 | 0 | 0.4258 | 0.4287 | 0.5372 | 0.02021 | 0 | 0 | 0 | 0 | 0 | 0 | 0 | 0.8804 | 0.8882 | 0.2762 | 0.3219 | 701.9
9100 | 2.262 | 126.1 | 0 | 0 | 0 | 0 | 0.9107 | 464 | 19.58 | 0.0328 | 0.1031 | 20.86 | 1 | 133.8 | 132.3 | 0.3211 | 57.71 | 75.66 | 65.29 | 0 | 0 | 0 | 0 | 0 | -1.355 | 20 | 0 | 0.0006171 | 0.8718 | 1 | 0.6262 | 0.0004064 | 1.44 | 0.0009348 | 0 | 0.1059 | 0.1069 | 0 | 34.62 | 33.47 | 34.56 | 44.01 | -273 | -273 | 0 |  |  | 20 | 0 | 0.4243 | 0.4272 | 0.5352 | 0.01905 | 0 | 0 | 0 | 0 | 0 | 0 | 0 | 0.8781 | 0.8858 | 0.2755 | 0.3211 | 701.9
9120 | 2.263 | 125.9 | 0 | 0 | 0 | 0 | 0.9107 | 464 | 19.58 | 0.0328 | 0.1031 | 20.86 | 1 | 133.5 | 132 | 0.3202 | 57.6 | 75.48 | 65.12 | 0 | 0 | 0 | 0 | 0 | -1.351 | 20 | 0 | 0.0006136 | 0.8694 | 1 | 0.6266 | 0.0004066 | 1.441 | 0.0009351 | 0 | 0.1059 | 0.1069 | 0 | 34.69 | 33.53 | 34.63 | 43.88 | -273 | -273 | 0 |  |  | 20 | 0 | 0.4228 | 0.4257 | 0.5333 | 0.0179 | 0 | 0 | 0 | 0 | 0 | 0 | 0 | 0.8759 | 0.8835 | 0.2748 | 0.3202 | 701.9
9140 | 2.263 | 125.6 | 0 | 0 | 0 | 0 | 0.9107 | 464 | 19.58 | 0.0328 | 0.1031 | 20.86 | 1 | 133.3 | 131.7 | 0.3194 | 57.49 | 75.31 | 64.96 | 0 | 0 | 0 | 0 | 0 | -1.348 | 20 | 0 | 0.0006101 | 0.8671 | 1 | 0.6271 | 0.0004067 | 1.442 | 0.0009354 | 0 | 0.1059 | 0.1069 | 0 | 34.75 | 33.59 | 34.69 | 43.74 | -273 | -273 | 0 |  |  | 20 | 0 | 0.4213 | 0.4243 | 0.5314 | 0.01676 | 0 | 0 | 0 | 0 | 0 | 0 | 0 | 0.8736 | 0.8812 | 0.2742 | 0.3194 | 701.9
9160 | 2.263 | 125.3 | 0 | 0 | 0 | 0 | 0.9107 | 464 | 19.58 | 0.0328 | 0.1031 | 20.86 | 1 | 133 | 131.4 | 0.3186 | 57.38 | 75.13 | 64.79 | 0 | 0 | 0 | 0 | 0 | -1.344 | 20 | 0 | 0.0006066 | 0.8648 | 1 | 0.6275 | 0.0004068 | 1.443 | 0.0009358 | 0 | 0.1059 | 0.1069 | 0 | 34.82 | 33.65 | 34.76 | 43.61 | -273 | -273 | 0 |  |  | 20 | 0 | 0.4199 | 0.4228 | 0.5295 | 0.01565 | 0 | 0 | 0 | 0 | 0 | 0 | 0 | 0.8714 | 0.8789 | 0.2735 | 0.3186 | 701.9
9180 | 2.263 | 125.1 | 0 | 0 | 0 | 0 | 0.9107 | 464 | 19.58 | 0.0328 | 0.1031 | 20.86 | 1 | 132.7 | 131.1 | 0.3178 | 57.27 | 74.96 | 64.63 | 0 | 0 | 0 | 0 | 0 | -1.341 | 20 | 0 | 0.0006031 | 0.8624 | 1 | 0.6279 | 0.000407 | 1.444 | 0.0009361 | 0 | 0.1059 | 0.1069 | 0 | 34.88 | 33.71 | 34.82 | 43.48 | -273 | -273 | 0 |  |  | 20 | 0 | 0.4184 | 0.4214 | 0.5276 | 0.01454 | 0 | 0 | 0 | 0 | 0 | 0 | 0 | 0.8692 | 0.8767 | 0.2728 | 0.3178 | 701.9
9200 | 2.264 | 124.8 | 0 | 0 | 0 | 0 | 0.9107 | 464 | 19.58 | 0.0328 | 0.1031 | 20.86 | 1 | 132.4 | 130.8 | 0.317 | 57.16 | 74.79 | 64.47 | 0 | 0 | 0 | 0 | 0 | -1.338 | 20 | 0 | 0.0005997 | 0.8602 | 1 | 0.6283 | 0.0004071 | 1.445 | 0.0009364 | 0 | 0.1059 | 0.1069 | 0 | 34.95 | 33.76 | 34.89 | 43.35 | -273 | -273 | 0 |  |  | 20 | 0 | 0.417 | 0.4199 | 0.5257 | 0.01345 | 0 | 0 | 0 | 0 | 0 | 0 | 0 | 0.867 | 0.8744 | 0.2722 | 0.317 | 701.9
9220 | 2.264 | 124.5 | 0 | 0 | 0 | 0 | 0.9107 | 464 | 19.58 | 0.0328 | 0.1031 | 20.86 | 1 | 132.1 | 130.6 | 0.3163 | 57.05 | 74.62 | 64.31 | 0 | 0 | 0 | 0 | 0 | -1.335 | 20 | 0 | 0.0005963 | 0.8579 | 1 | 0.6287 | 0.0004072 | 1.446 | 0.0009367 | 0 | 0.1059 | 0.1069 | 0 | 35.01 | 33.82 | 34.95 | 43.22 | -273 | -273 | 0 |  |  | 20 | 0 | 0.4156 | 0.4185 | 0.5238 | 0.01238 | 0 | 0 | 0 | 0 | 0 | 0 | 0 | 0.8648 | 0.8722 | 0.2716 | 0.3163 | 701.9
9240 | 2.264 | 124.3 | 0 | 0 | 0 | 0 | 0.9107 | 464 | 19.58 | 0.0328 | 0.1031 | 20.86 | 1 | 131.8 | 130.3 | 0.3155 | 56.94 | 74.45 | 64.15 | 0 | 0 | 0 | 0 | 0 | -1.331 | 20 | 0 | 0.0005929 | 0.8556 | 1 | 0.6291 | 0.0004074 | 1.447 | 0.000937 | 0 | 0.1059 | 0.1069 | 0 | 35.08 | 33.88 | 35.02 | 43.09 | -273 | -273 | 0 |  |  | 20 | 0 | 0.4142 | 0.4171 | 0.5219 | 0.01132 | 0 | 0 | 0 | 0 | 0 | 0 | 0 | 0.8627 | 0.87 | 0.2709 | 0.3155 | 701.9
9260 | 2.265 | 124 | 0 | 0 | 0 | 0 | 0.9107 | 464 | 19.58 | 0.0328 | 0.1031 | 20.86 | 1 | 131.5 | 130 | 0.3147 | 56.84 | 74.28 | 63.99 | 0 | 0 | 0 | 0 | 0 | -1.328 | 20 | 0 | 0.0005896 | 0.8534 | 1 | 0.6296 | 0.0004075 | 1.448 | 0.0009373 | 0 | 0.1059 | 0.1069 | 0 | 35.14 | 33.94 | 35.08 | 42.97 | -273 | -273 | 0 |  |  | 20 | 0 | 0.4128 | 0.4157 | 0.5201 | 0.01028 | 0 | 0 | 0 | 0 | 0 | 0 | 0 | 0.8605 | 0.8678 | 0.2703 | 0.3147 | 701.9
9280 | 2.265 | 123.8 | 0 | 0 | 0 | 0 | 0.9107 | 464 | 19.58 | 0.0328 | 0.1031 | 20.86 | 1 | 131.3 | 129.7 | 0.3139 | 56.73 | 74.11 | 63.83 | 0 | 0 | 0 | 0 | 0 | -1.325 | 20 | 0 | 0.0005863 | 0.8512 | 1 | 0.63 | 0.0004076 | 1.449 | 0.0009376 | 0 | 0.1059 | 0.1069 | 0 | 35.21 | 33.99 | 35.15 | 42.84 | -273 | -273 | 0 |  |  | 20 | 0 | 0.4114 | 0.4143 | 0.5183 | 0.00925 | 0 | 0 | 0 | 0 | 0 | 0 | 0 | 0.8584 | 0.8656 | 0.2696 | 0.3139 | 701.9
9300 | 2.265 | 123.5 | 0 | 0 | 0 | 0 | 0.9107 | 464 | 19.58 | 0.0328 | 0.1031 | 20.86 | 1 | 131 | 129.4 | 0.3132 | 56.63 | 73.94 | 63.67 | 0 | 0 | 0 | 0 | 0 | -1.322 | 20 | 0 | 0.000583 | 0.849 | 1 | 0.6304 | 0.0004078 | 1.45 | 0.0009379 | 0 | 0.1059 | 0.1069 | 0 | 35.27 | 34.05 | 35.21 | 42.72 | -273 | -273 | 0 |  |  | 20 | 0 | 0.41 | 0.4129 | 0.5164 | 0.008235 | 0 | 0 | 0 | 0 | 0 | 0 | 0 | 0.8563 | 0.8635 | 0.269 | 0.3132 | 701.9
9320 | 2.266 | 123.2 | 0 | 0 | 0 | 0 | 0.9107 | 464 | 19.58 | 0.0328 | 0.1031 | 20.86 | 1 | 130.7 | 129.2 | 0.3124 | 56.52 | 73.78 | 63.52 | 0 | 0 | 0 | 0 | 0 | -1.319 | 20 | 0 | 0.0005798 | 0.8468 | 1 | 0.6308 | 0.0004079 | 1.451 | 0.0009382 | 0 | 0.1059 | 0.1069 | 0 | 35.34 | 34.1 | 35.27 | 42.6 | -273 | -273 | 0 |  |  | 20 | 0 | 0.4086 | 0.4115 | 0.5146 | 0.007233 | 0 | 0 | 0 | 0 | 0 | 0 | 0 | 0.8542 | 0.8613 | 0.2684 | 0.3124 | 701.9
9340 | 2.266 | 123 | 0 | 0 | 0 | 0 | 0.9107 | 464 | 19.58 | 0.0328 | 0.1031 | 20.86 | 1 | 130.4 | 128.9 | 0.3117 | 56.42 | 73.61 | 63.37 | 0 | 0 | 0 | 0 | 0 | -1.315 | 20 | 0 | 0.0005765 | 0.8446 | 1 | 0.6312 | 0.000408 | 1.452 | 0.0009385 | 0 | 0.1059 | 0.1069 | 0 | 35.4 | 34.16 | 35.34 | 42.47 | -273 | -273 | 0 |  |  | 20 | 0 | 0.4073 | 0.4101 | 0.5128 | 0.006245 | 0 | 0 | 0 | 0 | 0 | 0 | 0 | 0.8521 | 0.8592 | 0.2678 | 0.3117 | 701.9
9360 | 2.266 | 122.7 | 0 | 0 | 0 | 0 | 0.9107 | 464 | 19.58 | 0.0328 | 0.1031 | 20.86 | 1 | 130.1 | 128.6 | 0.3109 | 56.32 | 73.45 | 63.21 | 0 | 0 | 0 | 0 | 0 | -1.312 | 20 | 0 | 0.0005733 | 0.8424 | 1 | 0.6316 | 0.0004082 | 1.453 | 0.0009388 | 0 | 0.1059 | 0.1069 | 0 | 35.46 | 34.22 | 35.4 | 42.35 | -273 | -273 | 0 |  |  | 20 | 0 | 0.4059 | 0.4088 | 0.511 | 0.005271 | 0 | 0 | 0 | 0 | 0 | 0 | 0 | 0.8501 | 0.8571 | 0.2672 | 0.3109 | 701.9
9380 | 2.266 | 122.5 | 0 | 0 | 0 | 0 | 0.9107 | 464 | 19.58 | 0.0328 | 0.1031 | 20.86 | 1 | 129.9 | 128.4 | 0.3102 | 56.21 | 73.29 | 63.06 | 0 | 0 | 0 | 0 | 0 | -1.309 | 20 | 0 | 0.0005702 | 0.8403 | 1 | 0.632 | 0.0004083 | 1.454 | 0.0009391 | 0 | 0.1059 | 0.1069 | 0 | 35.53 | 34.27 | 35.46 | 42.24 | -273 | -273 | 0 |  |  | 20 | 0 | 0.4046 | 0.4074 | 0.5092 | 0.004311 | 0 | 0 | 0 | 0 | 0 | 0 | 0 | 0.848 | 0.855 | 0.2666 | 0.3102 | 701.9
9400 | 2.267 | 122.2 | 0 | 0 | 0 | 0 | 0.9107 | 464 | 19.58 | 0.0328 | 0.1031 | 20.86 | 1 | 129.6 | 128.1 | 0.3095 | 56.11 | 73.13 | 62.91 | 0 | 0 | 0 | 0 | 0 | -1.306 | 20 | 0 | 0.000567 | 0.8382 | 1 | 0.6324 | 0.0004084 | 1.455 | 0.0009393 | 0 | 0.1059 | 0.1069 | 0 | 35.59 | 34.33 | 35.53 | 42.12 | -273 | -273 | 0 |  |  | 20 | 0 | 0.4032 | 0.4061 | 0.5075 | 0.003363 | 0 | 0 | 0 | 0 | 0 | 0 | 0 | 0.846 | 0.8529 | 0.266 | 0.3095 | 701.9
9420 | 2.267 | 122 | 0 | 0 | 0 | 0 | 0.9107 | 464 | 19.58 | 0.0328 | 0.1031 | 20.86 | 1 | 129.3 | 127.8 | 0.3087 | 56.01 | 72.97 | 62.76 | 0 | 0 | 0 | 0 | 0 | -1.303 | 20 | 0 | 0.0005639 | 0.8361 | 1 | 0.6328 | 0.0004085 | 1.455 | 0.0009396 | 0 | 0.1059 | 0.1069 | 0 | 35.65 | 34.38 | 35.59 | 42 | -273 | -273 | 0 |  |  | 20 | 0 | 0.4019 | 0.4048 | 0.5057 | 0.002428 | 0 | 0 | 0 | 0 | 0 | 0 | 0 | 0.8439 | 0.8509 | 0.2654 | 0.3087 | 701.9
9440 | 2.267 | 121.7 | 0 | 0 | 0 | 0 | 0.9107 | 464 | 19.58 | 0.0328 | 0.1031 | 20.86 | 1 | 129.1 | 127.6 | 0.308 | 55.91 | 72.81 | 62.61 | 0 | 0 | 0 | 0 | 0 | -1.3 | 20 | 0 | 0.0005608 | 0.834 | 1 | 0.6332 | 0.0004087 | 1.456 | 0.0009399 | 0 | 0.1059 | 0.1069 | 0 | 35.72 | 34.44 | 35.65 | 41.88 | -273 | -273 | 0 |  |  | 20 | 0 | 0.4006 | 0.4034 | 0.504 | 0.001507 | 0 | 0 | 0 | 0 | 0 | 0 | 0 | 0.8419 | 0.8488 | 0.2648 | 0.308 | 701.9
9460 | 2.268 | 121.5 | 0 | 0 | 0 | 0 | 0.9107 | 464 | 19.58 | 0.0328 | 0.1031 | 20.86 | 1 | 128.8 | 127.3 | 0.3073 | 55.81 | 72.65 | 62.47 | 0 | 0 | 0 | 0 | 0 | -1.297 | 20 | 0 | 0.0005578 | 0.8319 | 1 | 0.6336 | 0.0004088 | 1.457 | 0.0009402 | 0 | 0.1059 | 0.1069 | 0 | 35.78 | 34.49 | 35.71 | 41.77 | -273 | -273 | 0 |  |  | 20 | 0 | 0.3993 | 0.4021 | 0.5022 | 0.0005976 | 0 | 0 | 0 | 0 | 0 | 0 | 0 | 0.84 | 0.8468 | 0.2642 | 0.3073 | 701.9
9480 | 2.268 | 121.2 | 0 | 0 | 0 | 0 | 0.9107 | 464 | 19.58 | 0.0328 | 0.1031 | 20.86 | 1 | 128.5 | 127 | 0.3066 | 55.71 | 72.49 | 62.32 | 0 | 0 | 0 | 0 | 0 | -1.294 | 20 | 0 | 0.0005547 | 0.8298 | 1 | 0.634 | 0.0004089 | 1.458 | 0.0009405 | 0 | 0.1059 | 0.1069 | 0 | 35.84 | 34.55 | 35.78 | 41.66 | -273 | -273 | 0 |  |  | 20 | 0 | 0.398 | 0.4008 | 0.5005 | -0.000299 | 0 | 0 | 0 | 0 | 0 | 0 | 0 | 0.838 | 0.8448 | 0.2636 | 0.3066 | 701.9
9500 | 2.268 | 121 | 0 | 0 | 0 | 0 | 0.9107 | 464 | 19.58 | 0.0328 | 0.1031 | 20.86 | 1 | 128.3 | 126.8 | 0.3059 | 55.61 | 72.33 | 62.18 | 0 | 0 | 0 | 0 | 0 | -1.291 | 20 | 0 | 0.0005517 | 0.8278 | 1 | 0.6344 | 0.000409 | 1.459 | 0.0009408 | 0 | 0.1059 | 0.1069 | 0 | 35.9 | 34.6 | 35.84 | 41.54 | -273 | -273 | 0 |  |  | 20 | 0 | 0.3967 | 0.3995 | 0.4988 | -0.001183 | 0 | 0 | 0 | 0 | 0 | 0 | 0 | 0.836 | 0.8428 | 0.263 | 0.3059 | 701.9
9520 | 2.268 | 120.8 | 0 | 0 | 0 | 0 | 0.9107 | 464 | 19.58 | 0.0328 | 0.1031 | 20.86 | 1 | 128 | 126.5 | 0.3052 | 55.52 | 72.18 | 62.03 | 0 | 0 | 0 | 0 | 0 | -1.288 | 20 | 0 | 0.0005487 | 0.8258 | 1 | 0.6348 | 0.0004092 | 1.46 | 0.0009411 | 0 | 0.1059 | 0.1069 | 0 | 35.96 | 34.65 | 35.9 | 41.43 | -273 | -273 | 0 |  |  | 20 | 0 | 0.3954 | 0.3982 | 0.4971 | -0.002055 | 0 | 0 | 0 | 0 | 0 | 0 | 0 | 0.8341 | 0.8408 | 0.2624 | 0.3052 | 701.9
9540 | 2.269 | 120.5 | 0 | 0 | 0 | 0 | 0.9107 | 464 | 19.58 | 0.0328 | 0.1031 | 20.86 | 1 | 127.7 | 126.3 | 0.3045 | 55.42 | 72.02 | 61.89 | 0 | 0 | 0 | 0 | 0 | -1.285 | 20 | 0 | 0.0005457 | 0.8237 | 1 | 0.6352 | 0.0004093 | 1.461 | 0.0009413 | 0 | 0.1059 | 0.1069 | 0 | 36.03 | 34.71 | 35.96 | 41.32 | -273 | -273 | 0 |  |  | 20 | 0 | 0.3941 | 0.397 | 0.4954 | -0.002915 | 0 | 0 | 0 | 0 | 0 | 0 | 0 | 0.8321 | 0.8388 | 0.2619 | 0.3045 | 701.9
9560 | 2.269 | 120.3 | 0 | 0 | 0 | 0 | 0.9107 | 464 | 19.58 | 0.0328 | 0.1031 | 20.86 | 1 | 127.5 | 126 | 0.3038 | 55.32 | 71.87 | 61.75 | 0 | 0 | 0 | 0 | 0 | -1.282 | 20 | 0 | 0.0005428 | 0.8217 | 1 | 0.6355 | 0.0004094 | 1.462 | 0.0009416 | 0 | 0.1059 | 0.1069 | 0 | 36.09 | 34.76 | 36.02 | 41.21 | -273 | -273 | 0 |  |  | 20 | 0 | 0.3928 | 0.3957 | 0.4937 | -0.003764 | 0 | 0 | 0 | 0 | 0 | 0 | 0 | 0.8302 | 0.8368 | 0.2613 | 0.3038 | 701.9
9580 | 2.269 | 120 | 0 | 0 | 0 | 0 | 0.9107 | 464 | 19.58 | 0.0328 | 0.1031 | 20.86 | 1 | 127.2 | 125.8 | 0.3031 | 55.23 | 71.72 | 61.61 | 0 | 0 | 0 | 0 | 0 | -1.279 | 20 | 0 | 0.0005399 | 0.8198 | 1 | 0.6359 | 0.0004095 | 1.463 | 0.0009419 | 0 | 0.1059 | 0.1069 | 0 | 36.15 | 34.81 | 36.08 | 41.1 | -273 | -273 | 0 |  |  | 20 | 0 | 0.3916 | 0.3944 | 0.4921 | -0.0046 | 0 | 0 | 0 | 0 | 0 | 0 | 0 | 0.8283 | 0.8349 | 0.2607 | 0.3031 | 701.9
9600 | 2.269 | 119.8 | 0 | 0 | 0 | 0 | 0.9107 | 464 | 19.58 | 0.0328 | 0.1031 | 20.86 | 1 | 127 | 125.5 | 0.3025 | 55.13 | 71.57 | 61.47 | 0 | 0 | 0 | 0 | 0 | -1.276 | 20 | 0 | 0.000537 | 0.8178 | 1 | 0.6363 | 0.0004096 | 1.464 | 0.0009422 | 0 | 0.1059 | 0.1069 | 0 | 36.21 | 34.87 | 36.14 | 41 | -273 | -273 | 0 |  |  | 20 | 0 | 0.3903 | 0.3932 | 0.4904 | -0.005425 | 0 | 0 | 0 | 0 | 0 | 0 | 0 | 0.8264 | 0.833 | 0.2602 | 0.3025 | 701.9
9620 | 2.27 | 119.6 | 0 | 0 | 0 | 0 | 0.9107 | 464 | 19.58 | 0.0328 | 0.1031 | 20.86 | 1 | 126.7 | 125.2 | 0.3018 | 55.04 | 71.42 | 61.33 | 0 | 0 | 0 | 0 | 0 | -1.273 | 20 | 0 | 0.0005341 | 0.8158 | 1 | 0.6367 | 0.0004098 | 1.464 | 0.0009424 | 0 | 0.1059 | 0.1069 | 0 | 36.27 | 34.92 | 36.2 | 40.89 | -273 | -273 | 0 |  |  | 20 | 0 | 0.3891 | 0.3919 | 0.4888 | -0.006239 | 0 | 0 | 0 | 0 | 0 | 0 | 0 | 0.8245 | 0.831 | 0.2596 | 0.3018 | 701.9
9640 | 2.27 | 119.3 | 0 | 0 | 0 | 0 | 0.9107 | 464 | 19.58 | 0.0328 | 0.1031 | 20.86 | 1 | 126.5 | 125 | 0.3011 | 54.94 | 71.27 | 61.19 | 0 | 0 | 0 | 0 | 0 | -1.27 | 20 | 0 | 0.0005313 | 0.8139 | 1 | 0.6371 | 0.0004099 | 1.465 | 0.0009427 | 0 | 0.1059 | 0.1069 | 0 | 36.33 | 34.97 | 36.27 | 40.78 | -273 | -273 | 0 |  |  | 20 | 0 | 0.3879 | 0.3907 | 0.4871 | -0.007041 | 0 | 0 | 0 | 0 | 0 | 0 | 0 | 0.8227 | 0.8291 | 0.2591 | 0.3011 | 701.9
9660 | 2.27 | 119.1 | 0 | 0 | 0 | 0 | 0.9107 | 464 | 19.58 | 0.0328 | 0.1031 | 20.86 | 1 | 126.2 | 124.8 | 0.3004 | 54.85 | 71.12 | 61.06 | 0 | 0 | 0 | 0 | 0 | -1.267 | 20 | 0 | 0.0005285 | 0.8119 | 1 | 0.6375 | 0.00041 | 1.466 | 0.000943 | 0 | 0.1059 | 0.1069 | 0 | 36.39 | 35.02 | 36.33 | 40.68 | -273 | -273 | 0 |  |  | 20 | 0 | 0.3866 | 0.3895 | 0.4855 | -0.007833 | 0 | 0 | 0 | 0 | 0 | 0 | 0 | 0.8208 | 0.8272 | 0.2585 | 0.3004 | 701.9
9680 | 2.271 | 118.9 | 0 | 0 | 0 | 0 | 0.9107 | 464 | 19.58 | 0.0328 | 0.1031 | 20.86 | 1 | 126 | 124.5 | 0.2998 | 54.75 | 70.97 | 60.92 | 0 | 0 | 0 | 0 | 0 | -1.264 | 20 | 0 | 0.0005257 | 0.81 | 1 | 0.6378 | 0.0004101 | 1.467 | 0.0009432 | 0 | 0.1059 | 0.1069 | 0 | 36.45 | 35.08 | 36.39 | 40.58 | -273 | -273 | 0 |  |  | 20 | 0 | 0.3854 | 0.3882 | 0.4839 | -0.008613 | 0 | 0 | 0 | 0 | 0 | 0 | 0 | 0.819 | 0.8254 | 0.258 | 0.2998 | 701.9
9700 | 2.271 | 118.6 | 0 | 0 | 0 | 0 | 0.9107 | 464 | 19.58 | 0.0328 | 0.1031 | 20.86 | 1 | 125.7 | 124.3 | 0.2991 | 54.66 | 70.82 | 60.79 | 0 | 0 | 0 | 0 | 0 | -1.261 | 20 | 0 | 0.0005229 | 0.8081 | 1 | 0.6382 | 0.0004102 | 1.468 | 0.0009435 | 0 | 0.1059 | 0.1069 | 0 | 36.51 | 35.13 | 36.44 | 40.47 | -273 | -273 | 0 |  |  | 20 | 0 | 0.3842 | 0.387 | 0.4823 | -0.009383 | 0 | 0 | 0 | 0 | 0 | 0 | 0 | 0.8172 | 0.8235 | 0.2574 | 0.2991 | 701.9
9720 | 2.271 | 118.4 | 0 | 0 | 0 | 0 | 0.9107 | 464 | 19.58 | 0.0328 | 0.1031 | 20.86 | 1 | 125.5 | 124 | 0.2985 | 54.57 | 70.68 | 60.65 | 0 | 0 | 0 | 0 | 0 | -1.259 | 20 | 0 | 0.0005202 | 0.8062 | 1 | 0.6386 | 0.0004103 | 1.469 | 0.0009438 | 0 | 0.1059 | 0.1069 | 0 | 36.57 | 35.18 | 36.5 | 40.37 | -273 | -273 | 0 |  |  | 20 | 0 | 0.383 | 0.3858 | 0.4807 | -0.01014 | 0 | 0 | 0 | 0 | 0 | 0 | 0 | 0.8154 | 0.8216 | 0.2569 | 0.2985 | 701.9
9740 | 2.271 | 118.2 | 0 | 0 | 0 | 0 | 0.9107 | 464 | 19.58 | 0.0328 | 0.1031 | 20.86 | 1 | 125.2 | 123.8 | 0.2978 | 54.48 | 70.53 | 60.52 | 0 | 0 | 0 | 0 | 0 | -1.256 | 20 | 0 | 0.0005174 | 0.8043 | 1 | 0.639 | 0.0004104 | 1.47 | 0.000944 | 0 | 0.1059 | 0.1069 | 0 | 36.63 | 35.23 | 36.56 | 40.27 | -273 | -273 | 0 |  |  | 20 | 0 | 0.3818 | 0.3846 | 0.4791 | -0.01089 | 0 | 0 | 0 | 0 | 0 | 0 | 0 | 0.8136 | 0.8198 | 0.2564 | 0.2978 | 701.9
9760 | 2.272 | 117.9 | 0 | 0 | 0 | 0 | 0.9107 | 464 | 19.58 | 0.0328 | 0.1031 | 20.86 | 1 | 125 | 123.5 | 0.2972 | 54.39 | 70.39 | 60.39 | 0 | 0 | 0 | 0 | 0 | -1.253 | 20 | 0 | 0.0005147 | 0.8025 | 1 | 0.6393 | 0.0004106 | 1.47 | 0.0009443 | 0 | 0.1059 | 0.1069 | 0 | 36.69 | 35.28 | 36.62 | 40.17 | -273 | -273 | 0 |  |  | 20 | 0 | 0.3806 | 0.3834 | 0.4775 | -0.01163 | 0 | 0 | 0 | 0 | 0 | 0 | 0 | 0.8118 | 0.818 | 0.2558 | 0.2972 | 701.9
9780 | 2.272 | 117.7 | 0 | 0 | 0 | 0 | 0.9107 | 464 | 19.58 | 0.0328 | 0.1031 | 20.86 | 1 | 124.7 | 123.3 | 0.2966 | 54.3 | 70.25 | 60.26 | 0 | 0 | 0 | 0 | 0 | -1.25 | 20 | 0 | 0.000512 | 0.8006 | 1 | 0.6397 | 0.0004107 | 1.471 | 0.0009446 | 0 | 0.1059 | 0.1069 | 0 | 36.75 | 35.33 | 36.68 | 40.07 | -273 | -273 | 0 |  |  | 20 | 0 | 0.3794 | 0.3822 | 0.4759 | -0.01236 | 0 | 0 | 0 | 0 | 0 | 0 | 0 | 0.81 | 0.8162 | 0.2553 | 0.2966 | 701.9
9800 | 2.272 | 117.5 | 0 | 0 | 0 | 0 | 0.9107 | 464 | 19.58 | 0.0328 | 0.1031 | 20.86 | 1 | 124.5 | 123 | 0.2959 | 54.21 | 70.1 | 60.13 | 0 | 0 | 0 | 0 | 0 | -1.247 | 20 | 0 | 0.0005094 | 0.7988 | 1 | 0.6401 | 0.0004108 | 1.472 | 0.0009448 | 0 | 0.1059 | 0.1069 | 0 | 36.81 | 35.38 | 36.74 | 39.97 | -273 | -273 | 0 |  |  | 20 | 0 | 0.3783 | 0.3811 | 0.4744 | -0.01308 | 0 | 0 | 0 | 0 | 0 | 0 | 0 | 0.8082 | 0.8144 | 0.2548 | 0.2959 | 701.9
9820 | 2.272 | 117.3 | 0 | 0 | 0 | 0 | 0.9107 | 464 | 19.58 | 0.0328 | 0.1031 | 20.86 | 1 | 124.2 | 122.8 | 0.2953 | 54.12 | 69.96 | 60 | 0 | 0 | 0 | 0 | 0 | -1.245 | 20 | 0 | 0.0005067 | 0.797 | 1 | 0.6404 | 0.0004109 | 1.473 | 0.0009451 | 0 | 0.1059 | 0.1069 | 0 | 36.87 | 35.43 | 36.8 | 39.88 | -273 | -273 | 0 |  |  | 20 | 0 | 0.3771 | 0.3799 | 0.4728 | -0.01378 | 0 | 0 | 0 | 0 | 0 | 0 | 0 | 0.8065 | 0.8126 | 0.2543 | 0.2953 | 701.9
9840 | 2.273 | 117.1 | 0 | 0 | 0 | 0 | 0.9107 | 464 | 19.58 | 0.0328 | 0.1031 | 20.86 | 1 | 124 | 122.6 | 0.2947 | 54.03 | 69.82 | 59.87 | 0 | 0 | 0 | 0 | 0 | -1.242 | 20 | 0 | 0.0005041 | 0.7951 | 1 | 0.6408 | 0.000411 | 1.474 | 0.0009453 | 0 | 0.1059 | 0.1069 | 0 | 36.93 | 35.48 | 36.86 | 39.78 | -273 | -273 | 0 |  |  | 20 | 0 | 0.3759 | 0.3787 | 0.4713 | -0.01448 | 0 | 0 | 0 | 0 | 0 | 0 | 0 | 0.8047 | 0.8108 | 0.2537 | 0.2947 | 701.9
9860 | 2.273 | 116.8 | 0 | 0 | 0 | 0 | 0.9107 | 464 | 19.58 | 0.0328 | 0.1031 | 20.86 | 1 | 123.7 | 122.3 | 0.294 | 53.94 | 69.68 | 59.75 | 0 | 0 | 0 | 0 | 0 | -1.239 | 20 | 0 | 0.0005015 | 0.7933 | 1 | 0.6412 | 0.0004111 | 1.475 | 0.0009456 | 0 | 0.1059 | 0.1069 | 0 | 36.98 | 35.53 | 36.91 | 39.69 | -273 | -273 | 0 |  |  | 20 | 0 | 0.3748 | 0.3776 | 0.4697 | -0.01517 | 0 | 0 | 0 | 0 | 0 | 0 | 0 | 0.803 | 0.809 | 0.2532 | 0.294 | 701.9
9880 | 2.273 | 116.6 | 0 | 0 | 0 | 0 | 0.9107 | 464 | 19.58 | 0.0328 | 0.1031 | 20.86 | 1 | 123.5 | 122.1 | 0.2934 | 53.85 | 69.54 | 59.62 | 0 | 0 | 0 | 0 | 0 | -1.236 | 20 | 0 | 0.0004989 | 0.7916 | 1 | 0.6415 | 0.0004112 | 1.476 | 0.0009458 | 0 | 0.1059 | 0.1069 | 0 | 37.04 | 35.58 | 36.97 | 39.59 | -273 | -273 | 0 |  |  | 20 | 0 | 0.3736 | 0.3764 | 0.4682 | -0.01585 | 0 | 0 | 0 | 0 | 0 | 0 | 0 | 0.8013 | 0.8073 | 0.2527 | 0.2934 | 701.9
9900 | 2.273 | 116.4 | 0 | 0 | 0 | 0 | 0.9107 | 464 | 19.58 | 0.0328 | 0.1031 | 20.86 | 1 | 123.3 | 121.9 | 0.2928 | 53.77 | 69.41 | 59.5 | 0 | 0 | 0 | 0 | 0 | -1.234 | 20 | 0 | 0.0004964 | 0.7898 | 1 | 0.6419 | 0.0004113 | 1.476 | 0.0009461 | 0 | 0.1059 | 0.1069 | 0 | 37.1 | 35.63 | 37.03 | 39.5 | -273 | -273 | 0 |  |  | 20 | 0 | 0.3725 | 0.3753 | 0.4667 | -0.01652 | 0 | 0 | 0 | 0 | 0 | 0 | 0 | 0.7996 | 0.8055 | 0.2522 | 0.2928 | 701.9
9920 | 2.274 | 116.2 | 0 | 0 | 0 | 0 | 0.9107 | 464 | 19.58 | 0.0328 | 0.1031 | 20.86 | 1 | 123 | 121.6 | 0.2922 | 53.68 | 69.27 | 59.37 | 0 | 0 | 0 | 0 | 0 | -1.231 | 20 | 0 | 0.0004938 | 0.788 | 1 | 0.6423 | 0.0004115 | 1.477 | 0.0009463 | 0 | 0.1059 | 0.1069 | 0 | 37.16 | 35.68 | 37.09 | 39.4 | -273 | -273 | 0 |  |  | 20 | 0 | 0.3714 | 0.3742 | 0.4652 | -0.01718 | 0 | 0 | 0 | 0 | 0 | 0 | 0 | 0.7979 | 0.8038 | 0.2517 | 0.2922 | 701.9
9940 | 2.274 | 116 | 0 | 0 | 0 | 0 | 0.9107 | 464 | 19.58 | 0.0328 | 0.1031 | 20.86 | 1 | 122.8 | 121.4 | 0.2916 | 53.59 | 69.13 | 59.25 | 0 | 0 | 0 | 0 | 0 | -1.228 | 20 | 0 | 0.0004913 | 0.7863 | 1 | 0.6426 | 0.0004116 | 1.478 | 0.0009466 | 0 | 0.1059 | 0.1069 | 0 | 37.21 | 35.73 | 37.14 | 39.31 | -273 | -273 | 0 |  |  | 20 | 0 | 0.3703 | 0.373 | 0.4637 | -0.01783 | 0 | 0 | 0 | 0 | 0 | 0 | 0 | 0.7962 | 0.8021 | 0.2512 | 0.2916 | 701.9
9960 | 2.274 | 115.7 | 0 | 0 | 0 | 0 | 0.9107 | 464 | 19.58 | 0.0328 | 0.1031 | 20.86 | 1 | 122.6 | 121.2 | 0.291 | 53.51 | 69 | 59.13 | 0 | 0 | 0 | 0 | 0 | -1.226 | 20 | 0 | 0.0004888 | 0.7845 | 1 | 0.643 | 0.0004117 | 1.479 | 0.0009468 | 0 | 0.1059 | 0.1069 | 0 | 37.27 | 35.78 | 37.2 | 39.22 | -273 | -273 | 0 |  |  | 20 | 0 | 0.3691 | 0.3719 | 0.4622 | -0.01847 | 0 | 0 | 0 | 0 | 0 | 0 | 0 | 0.7945 | 0.8004 | 0.2507 | 0.291 | 701.9
9980 | 2.274 | 115.5 | 0 | 0 | 0 | 0 | 0.9107 | 464 | 19.58 | 0.0328 | 0.1031 | 20.86 | 1 | 122.3 | 120.9 | 0.2904 | 53.42 | 68.86 | 59 | 0 | 0 | 0 | 0 | 0 | -1.223 | 20 | 0 | 0.0004864 | 0.7828 | 1 | 0.6433 | 0.0004118 | 1.48 | 0.0009471 | 0 | 0.1059 | 0.1069 | 0 | 37.33 | 35.83 | 37.26 | 39.13 | -273 | -273 | 0 |  |  | 20 | 0 | 0.368 | 0.3708 | 0.4607 | -0.01911 | 0 | 0 | 0 | 0 | 0 | 0 | 0 | 0.7929 | 0.7987 | 0.2502 | 0.2904 | 701.9
10000 | 2.275 | 115.3 | 0 | 0 | 0 | 0 | 0.9107 | 464 | 19.58 | 0.0328 | 0.1031 | 20.86 | 1 | 122.1 | 120.7 | 0.2898 | 53.34 | 68.73 | 58.88 | 0 | 0 | 0 | 0 | 0 | -1.22 | 20 | 0 | 0.0004839 | 0.7811 | 1 | 0.6437 | 0.0004119 | 1.48 | 0.0009473 | 0 | 0.1059 | 0.1069 | 0 | 37.38 | 35.87 | 37.31 | 39.04 | -273 | -273 | 0 |  |  | 20 | 0 | 0.3669 | 0.3697 | 0.4593 | -0.01973 | 0 | 0 | 0 | 0 | 0 | 0 | 0 | 0.7912 | 0.797 | 0.2497 | 0.2898 | 701.9
10020 | 2.275 | 115.1 | 0 | 0 | 0 | 0 | 0.9107 | 464 | 19.58 | 0.0328 | 0.1031 | 20.86 | 1 | 121.9 | 120.5 | 0.2892 | 53.25 | 68.59 | 58.76 | 0 | 0 | 0 | 0 | 0 | -1.218 | 20 | 0 | 0.0004815 | 0.7794 | 1 | 0.644 | 0.000412 | 1.481 | 0.0009476 | 0 | 0.1059 | 0.1069 | 0 | 37.44 | 35.92 | 37.37 | 38.95 | -273 | -273 | 0 |  |  | 20 | 0 | 0.3658 | 0.3686 | 0.4578 | -0.02035 | 0 | 0 | 0 | 0 | 0 | 0 | 0 | 0.7896 | 0.7953 | 0.2493 | 0.2892 | 701.9
10040 | 2.275 | 114.9 | 0 | 0 | 0 | 0 | 0.9107 | 464 | 19.58 | 0.0328 | 0.1031 | 20.86 | 1 | 121.6 | 120.3 | 0.2887 | 53.17 | 68.46 | 58.65 | 0 | 0 | 0 | 0 | 0 | -1.215 | 20 | 0 | 0.000479 | 0.7777 | 1 | 0.6444 | 0.0004121 | 1.482 | 0.0009478 | 0 | 0.1059 | 0.1069 | 0 | 37.5 | 35.97 | 37.42 | 38.87 | -273 | -273 | 0 |  |  | 20 | 0 | 0.3647 | 0.3675 | 0.4564 | -0.02095 | 0 | 0 | 0 | 0 | 0 | 0 | 0 | 0.788 | 0.7937 | 0.2488 | 0.2887 | 701.9
10060 | 2.275 | 114.7 | 0 | 0 | 0 | 0 | 0.9107 | 464 | 19.58 | 0.0328 | 0.1031 | 20.86 | 1 | 121.4 | 120 | 0.2881 | 53.09 | 68.33 | 58.53 | 0 | 0 | 0 | 0 | 0 | -1.213 | 20 | 0 | 0.0004766 | 0.776 | 1 | 0.6447 | 0.0004122 | 1.483 | 0.0009481 | 0 | 0.1059 | 0.1069 | 0 | 37.55 | 36.02 | 37.48 | 38.78 | -273 | -273 | 0 |  |  | 20 | 0 | 0.3637 | 0.3664 | 0.4549 | -0.02155 | 0 | 0 | 0 | 0 | 0 | 0 | 0 | 0.7864 | 0.792 | 0.2483 | 0.2881 | 701.9
10080 | 2.276 | 114.5 | 0 | 0 | 0 | 0 | 0.9107 | 464 | 19.58 | 0.0328 | 0.1031 | 20.86 | 1 | 121.2 | 119.8 | 0.2875 | 53 | 68.2 | 58.41 | 0 | 0 | 0 | 0 | 0 | -1.21 | 20 | 0 | 0.0004743 | 0.7743 | 1 | 0.6451 | 0.0004123 | 1.484 | 0.0009483 | 0 | 0.1059 | 0.1069 | 0 | 37.61 | 36.06 | 37.53 | 38.69 | -273 | -273 | 0 |  |  | 20 | 0 | 0.3626 | 0.3654 | 0.4535 | -0.02214 | 0 | 0 | 0 | 0 | 0 | 0 | 0 | 0.7847 | 0.7904 | 0.2478 | 0.2875 | 701.9
10100 | 2.276 | 114.3 | 0 | 0 | 0 | 0 | 0.9107 | 464 | 19.58 | 0.0328 | 0.1031 | 20.86 | 1 | 121 | 119.6 | 0.2869 | 52.92 | 68.07 | 58.29 | 0 | 0 | 0 | 0 | 0 | -1.207 | 20 | 0 | 0.0004719 | 0.7726 | 1 | 0.6454 | 0.0004124 | 1.484 | 0.0009485 | 0 | 0.1059 | 0.1069 | 0 | 37.66 | 36.11 | 37.59 | 38.61 | -273 | -273 | 0 |  |  | 20 | 0 | 0.3615 | 0.3643 | 0.452 | -0.02273 | 0 | 0 | 0 | 0 | 0 | 0 | 0 | 0.7832 | 0.7887 | 0.2474 | 0.2869 | 701.9
10120 | 2.276 | 114 | 0 | 0 | 0 | 0 | 0.9107 | 464 | 19.58 | 0.0328 | 0.1031 | 20.86 | 1 | 120.7 | 119.4 | 0.2864 | 52.84 | 67.94 | 58.18 | 0 | 0 | 0 | 0 | 0 | -1.205 | 20 | 0 | 0.0004696 | 0.771 | 1 | 0.6458 | 0.0004125 | 1.485 | 0.0009488 | 0 | 0.1059 | 0.1069 | 0 | 37.72 | 36.16 | 37.64 | 38.52 | -273 | -273 | 0 |  |  | 20 | 0 | 0.3605 | 0.3632 | 0.4506 | -0.0233 | 0 | 0 | 0 | 0 | 0 | 0 | 0 | 0.7816 | 0.7871 | 0.2469 | 0.2864 | 701.9
10140 | 2.276 | 113.8 | 0 | 0 | 0 | 0 | 0.9107 | 464 | 19.58 | 0.0328 | 0.1031 | 20.86 | 1 | 120.5 | 119.1 | 0.2858 | 52.76 | 67.81 | 58.06 | 0 | 0 | 0 | 0 | 0 | -1.202 | 20 | 0 | 0.0004672 | 0.7693 | 1 | 0.6461 | 0.0004126 | 1.486 | 0.000949 | 0 | 0.1059 | 0.1069 | 0 | 37.77 | 36.2 | 37.7 | 38.44 | -273 | -273 | 0 |  |  | 20 | 0 | 0.3594 | 0.3622 | 0.4492 | -0.02387 | 0 | 0 | 0 | 0 | 0 | 0 | 0 | 0.78 | 0.7855 | 0.2464 | 0.2858 | 701.9
10160 | 2.277 | 113.6 | 0 | 0 | 0 | 0 | 0.9107 | 464 | 19.58 | 0.0328 | 0.1031 | 20.86 | 1 | 120.3 | 118.9 | 0.2852 | 52.68 | 67.68 | 57.95 | 0 | 0 | 0 | 0 | 0 | -1.2 | 20 | 0 | 0.0004649 | 0.7677 | 1 | 0.6465 | 0.0004127 | 1.487 | 0.0009493 | 0 | 0.1059 | 0.1069 | 0 | 37.83 | 36.25 | 37.75 | 38.35 | -273 | -273 | 0 |  |  | 20 | 0 | 0.3584 | 0.3611 | 0.4478 | -0.02442 | 0 | 0 | 0 | 0 | 0 | 0 | 0 | 0.7784 | 0.7839 | 0.246 | 0.2852 | 701.9
10180 | 2.277 | 113.4 | 0 | 0 | 0 | 0 | 0.9107 | 464 | 19.58 | 0.0328 | 0.1031 | 20.86 | 1 | 120.1 | 118.7 | 0.2847 | 52.6 | 67.55 | 57.83 | 0 | 0 | 0 | 0 | 0 | -1.197 | 20 | 0 | 0.0004626 | 0.7661 | 1 | 0.6468 | 0.0004128 | 1.488 | 0.0009495 | 0 | 0.1059 | 0.1069 | 0 | 37.88 | 36.29 | 37.81 | 38.27 | -273 | -273 | 0 |  |  | 20 | 0 | 0.3573 | 0.3601 | 0.4464 | -0.02497 | 0 | 0 | 0 | 0 | 0 | 0 | 0 | 0.7769 | 0.7823 | 0.2455 | 0.2847 | 701.9
10200 | 2.277 | 113.2 | 0 | 0 | 0 | 0 | 0.9107 | 464 | 19.58 | 0.0328 | 0.1031 | 20.86 | 1 | 119.8 | 118.5 | 0.2841 | 52.52 | 67.43 | 57.72 | 0 | 0 | 0 | 0 | 0 | -1.195 | 20 | 0 | 0.0004604 | 0.7645 | 1 | 0.6471 | 0.0004129 | 1.488 | 0.0009497 | 0 | 0.1059 | 0.1069 | 0 | 37.94 | 36.34 | 37.86 | 38.19 | -273 | -273 | 0 |  |  | 20 | 0 | 0.3563 | 0.359 | 0.445 | -0.02552 | 0 | 0 | 0 | 0 | 0 | 0 | 0 | 0.7753 | 0.7807 | 0.245 | 0.2841 | 701.9
10220 | 2.277 | 113 | 0 | 0 | 0 | 0 | 0.9107 | 464 | 19.58 | 0.0328 | 0.1031 | 20.86 | 1 | 119.6 | 118.3 | 0.2836 | 52.44 | 67.3 | 57.61 | 0 | 0 | 0 | 0 | 0 | -1.192 | 20 | 0 | 0.0004581 | 0.7629 | 1 | 0.6475 | 0.000413 | 1.489 | 0.00095 | 0 | 0.1059 | 0.1069 | 0 | 37.99 | 36.38 | 37.91 | 38.11 | -273 | -273 | 0 |  |  | 20 | 0 | 0.3552 | 0.358 | 0.4437 | -0.02605 | 0 | 0 | 0 | 0 | 0 | 0 | 0 | 0.7738 | 0.7792 | 0.2446 | 0.2836 | 701.9
10240 | 2.277 | 112.8 | 0 | 0 | 0 | 0 | 0.9107 | 464 | 19.58 | 0.0328 | 0.1031 | 20.86 | 1 | 119.4 | 118.1 | 0.283 | 52.36 | 67.18 | 57.5 | 0 | 0 | 0 | 0 | 0 | -1.19 | 20 | 0 | 0.0004559 | 0.7613 | 1 | 0.6478 | 0.0004131 | 1.49 | 0.0009502 | 0 | 0.1059 | 0.1069 | 0 | 38.04 | 36.43 | 37.97 | 38.03 | -273 | -273 | 0 |  |  | 20 | 0 | 0.3542 | 0.357 | 0.4423 | -0.02658 | 0 | 0 | 0 | 0 | 0 | 0 | 0 | 0.7723 | 0.7776 | 0.2441 | 0.283 | 701.9
10260 | 2.278 | 112.6 | 0 | 0 | 0 | 0 | 0.9107 | 464 | 19.58 | 0.0328 | 0.1031 | 20.86 | 1 | 119.2 | 117.9 | 0.2825 | 52.28 | 67.05 | 57.39 | 0 | 0 | 0 | 0 | 0 | -1.187 | 20 | 0 | 0.0004537 | 0.7597 | 1 | 0.6482 | 0.0004132 | 1.491 | 0.0009504 | 0 | 0.1059 | 0.1069 | 0 | 38.1 | 36.47 | 38.02 | 37.95 | -273 | -273 | 0 |  |  | 20 | 0 | 0.3532 | 0.3559 | 0.4409 | -0.0271 | 0 | 0 | 0 | 0 | 0 | 0 | 0 | 0.7708 | 0.7761 | 0.2437 | 0.2825 | 701.9
10280 | 2.278 | 112.4 | 0 | 0 | 0 | 0 | 0.9107 | 464 | 19.58 | 0.0328 | 0.1031 | 20.86 | 1 | 119 | 117.6 | 0.282 | 52.2 | 66.93 | 57.28 | 0 | 0 | 0 | 0 | 0 | -1.185 | 20 | 0 | 0.0004515 | 0.7581 | 1 | 0.6485 | 0.0004133 | 1.492 | 0.0009506 | 0 | 0.1059 | 0.1069 | 0 | 38.15 | 36.52 | 38.07 | 37.87 | -273 | -273 | 0 |  |  | 20 | 0 | 0.3522 | 0.3549 | 0.4396 | -0.02761 | 0 | 0 | 0 | 0 | 0 | 0 | 0 | 0.7693 | 0.7745 | 0.2432 | 0.282 | 701.9
10300 | 2.278 | 112.2 | 0 | 0 | 0 | 0 | 0.9107 | 464 | 19.58 | 0.0328 | 0.1031 | 20.86 | 1 | 118.8 | 117.4 | 0.2814 | 52.12 | 66.81 | 57.17 | 0 | 0 | 0 | 0 | 0 | -1.182 | 20 | 0 | 0.0004493 | 0.7566 | 1 | 0.6488 | 0.0004134 | 1.492 | 0.0009509 | 0 | 0.1059 | 0.1069 | 0 | 38.2 | 36.56 | 38.13 | 37.79 | -273 | -273 | 0 |  |  | 20 | 0 | 0.3512 | 0.3539 | 0.4382 | -0.02812 | 0 | 0 | 0 | 0 | 0 | 0 | 0 | 0.7678 | 0.773 | 0.2428 | 0.2814 | 701.9
10320 | 2.278 | 112 | 0 | 0 | 0 | 0 | 0.9107 | 464 | 19.58 | 0.0328 | 0.1031 | 20.86 | 1 | 118.5 | 117.2 | 0.2809 | 52.05 | 66.68 | 57.06 | 0 | 0 | 0 | 0 | 0 | -1.18 | 20 | 0 | 0.0004471 | 0.755 | 1 | 0.6492 | 0.0004135 | 1.493 | 0.0009511 | 0 | 0.1059 | 0.1069 | 0 | 38.26 | 36.61 | 38.18 | 37.71 | -273 | -273 | 0 |  |  | 20 | 0 | 0.3502 | 0.3529 | 0.4369 | -0.02862 | 0 | 0 | 0 | 0 | 0 | 0 | 0 | 0.7663 | 0.7715 | 0.2424 | 0.2809 | 701.9
10340 | 2.279 | 111.8 | 0 | 0 | 0 | 0 | 0.9107 | 464 | 19.58 | 0.0328 | 0.1031 | 20.86 | 1 | 118.3 | 117 | 0.2804 | 51.97 | 66.56 | 56.95 | 0 | 0 | 0 | 0 | 0 | -1.177 | 20 | 0 | 0.000445 | 0.7535 | 1 | 0.6495 | 0.0004136 | 1.494 | 0.0009513 | 0 | 0.1059 | 0.1069 | 0 | 38.31 | 36.65 | 38.23 | 37.64 | -273 | -273 | 0 |  |  | 20 | 0 | 0.3492 | 0.3519 | 0.4355 | -0.02911 | 0 | 0 | 0 | 0 | 0 | 0 | 0 | 0.7648 | 0.77 | 0.2419 | 0.2804 | 701.9
10360 | 2.279 | 111.6 | 0 | 0 | 0 | 0 | 0.9107 | 464 | 19.58 | 0.0328 | 0.1031 | 20.86 | 1 | 118.1 | 116.8 | 0.2798 | 51.89 | 66.44 | 56.85 | 0 | 0 | 0 | 0 | 0 | -1.175 | 20 | 0 | 0.0004428 | 0.752 | 1 | 0.6498 | 0.0004137 | 1.495 | 0.0009515 | 0 | 0.1059 | 0.1069 | 0 | 38.36 | 36.69 | 38.28 | 37.56 | -273 | -273 | 0 |  |  | 20 | 0 | 0.3482 | 0.3509 | 0.4342 | -0.02959 | 0 | 0 | 0 | 0 | 0 | 0 | 0 | 0.7633 | 0.7685 | 0.2415 | 0.2798 | 701.9
10380 | 2.279 | 111.4 | 0 | 0 | 0 | 0 | 0.9107 | 464 | 19.58 | 0.0328 | 0.1031 | 20.86 | 1 | 117.9 | 116.6 | 0.2793 | 51.82 | 66.32 | 56.74 | 0 | 0 | 0 | 0 | 0 | -1.173 | 20 | 0 | 0.0004407 | 0.7504 | 1 | 0.6502 | 0.0004138 | 1.495 | 0.0009518 | 0 | 0.1059 | 0.1069 | 0 | 38.41 | 36.74 | 38.33 | 37.48 | -273 | -273 | 0 |  |  | 20 | 0 | 0.3472 | 0.3499 | 0.4329 | -0.03007 | 0 | 0 | 0 | 0 | 0 | 0 | 0 | 0.7619 | 0.767 | 0.2411 | 0.2793 | 701.9
10400 | 2.279 | 111.2 | 0 | 0 | 0 | 0 | 0.9107 | 464 | 19.58 | 0.0328 | 0.1031 | 20.86 | 1 | 117.7 | 116.4 | 0.2788 | 51.74 | 66.2 | 56.63 | 0 | 0 | 0 | 0 | 0 | -1.17 | 20 | 0 | 0.0004386 | 0.7489 | 1 | 0.6505 | 0.0004139 | 1.496 | 0.000952 | 0 | 0.1059 | 0.1069 | 0 | 38.46 | 36.78 | 38.38 | 37.41 | -273 | -273 | 0 |  |  | 20 | 0 | 0.3462 | 0.3489 | 0.4316 | -0.03054 | 0 | 0 | 0 | 0 | 0 | 0 | 0 | 0.7604 | 0.7655 | 0.2406 | 0.2788 | 701.9
10420 | 2.28 | 111.1 | 0 | 0 | 0 | 0 | 0.9107 | 464 | 19.58 | 0.0328 | 0.1031 | 20.86 | 1 | 117.5 | 116.2 | 0.2783 | 51.67 | 66.08 | 56.53 | 0 | 0 | 0 | 0 | 0 | -1.168 | 20 | 0 | 0.0004365 | 0.7474 | 1 | 0.6508 | 0.000414 | 1.497 | 0.0009522 | 0 | 0.1059 | 0.1069 | 0 | 38.52 | 36.82 | 38.44 | 37.33 | -273 | -273 | 0 |  |  | 20 | 0 | 0.3453 | 0.348 | 0.4303 | -0.03101 | 0 | 0 | 0 | 0 | 0 | 0 | 0 | 0.759 | 0.764 | 0.2402 | 0.2783 | 701.9
10440 | 2.28 | 110.9 | 0 | 0 | 0 | 0 | 0.9107 | 464 | 19.58 | 0.0328 | 0.1031 | 20.86 | 1 | 117.3 | 116 | 0.2778 | 51.59 | 65.96 | 56.42 | 0 | 0 | 0 | 0 | 0 | -1.166 | 20 | 0 | 0.0004344 | 0.7459 | 1 | 0.6511 | 0.0004141 | 1.498 | 0.0009524 | 0 | 0.1059 | 0.1069 | 0 | 38.57 | 36.86 | 38.49 | 37.26 | -273 | -273 | 0 |  |  | 20 | 0 | 0.3443 | 0.347 | 0.429 | -0.03146 | 0 | 0 | 0 | 0 | 0 | 0 | 0 | 0.7575 | 0.7626 | 0.2398 | 0.2778 | 701.9
10460 | 2.28 | 110.7 | 0 | 0 | 0 | 0 | 0.9107 | 464 | 19.58 | 0.0328 | 0.1031 | 20.86 | 1 | 117.1 | 115.8 | 0.2773 | 51.52 | 65.85 | 56.32 | 0 | 0 | 0 | 0 | 0 | -1.163 | 20 | 0 | 0.0004324 | 0.7445 | 1 | 0.6515 | 0.0004142 | 1.498 | 0.0009527 | 0 | 0.1059 | 0.1069 | 0 | 38.62 | 36.91 | 38.54 | 37.19 | -273 | -273 | 0 |  |  | 20 | 0 | 0.3433 | 0.346 | 0.4277 | -0.03192 | 0 | 0 | 0 | 0 | 0 | 0 | 0 | 0.7561 | 0.7611 | 0.2394 | 0.2773 | 701.9
10480 | 2.28 | 110.5 | 0 | 0 | 0 | 0 | 0.9107 | 464 | 19.58 | 0.0328 | 0.1031 | 20.86 | 1 | 116.9 | 115.6 | 0.2768 | 51.44 | 65.73 | 56.22 | 0 | 0 | 0 | 0 | 0 | -1.161 | 20 | 0 | 0.0004303 | 0.743 | 1 | 0.6518 | 0.0004143 | 1.499 | 0.0009529 | 0 | 0.1059 | 0.1069 | 0 | 38.67 | 36.95 | 38.59 | 37.11 | -273 | -273 | 0 |  |  | 20 | 0 | 0.3424 | 0.3451 | 0.4264 | -0.03236 | 0 | 0 | 0 | 0 | 0 | 0 | 0 | 0.7547 | 0.7597 | 0.2389 | 0.2768 | 701.9
10500 | 2.28 | 110.3 | 0 | 0 | 0 | 0 | 0.9107 | 464 | 19.58 | 0.0328 | 0.1031 | 20.86 | 1 | 116.7 | 115.4 | 0.2763 | 51.37 | 65.61 | 56.12 | 0 | 0 | 0 | 0 | 0 | -1.159 | 20 | 0 | 0.0004283 | 0.7415 | 1 | 0.6521 | 0.0004144 | 1.5 | 0.0009531 | 0 | 0.1059 | 0.1069 | 0 | 38.72 | 36.99 | 38.64 | 37.04 | -273 | -273 | 0 |  |  | 20 | 0 | 0.3414 | 0.3441 | 0.4251 | -0.0328 | 0 | 0 | 0 | 0 | 0 | 0 | 0 | 0.7533 | 0.7582 | 0.2385 | 0.2763 | 701.9
10520 | 2.281 | 110.1 | 0 | 0 | 0 | 0 | 0.9107 | 464 | 19.58 | 0.0328 | 0.1031 | 20.86 | 1 | 116.5 | 115.2 | 0.2758 | 51.29 | 65.5 | 56.01 | 0 | 0 | 0 | 0 | 0 | -1.156 | 20 | 0 | 0.0004263 | 0.7401 | 1 | 0.6524 | 0.0004145 | 1.501 | 0.0009533 | 0 | 0.1059 | 0.1069 | 0 | 38.77 | 37.03 | 38.69 | 36.97 | -273 | -273 | 0 |  |  | 20 | 0 | 0.3405 | 0.3432 | 0.4239 | -0.03323 | 0 | 0 | 0 | 0 | 0 | 0 | 0 | 0.7519 | 0.7568 | 0.2381 | 0.2758 | 701.9
10540 | 2.281 | 109.9 | 0 | 0 | 0 | 0 | 0.9107 | 464 | 19.58 | 0.0328 | 0.1031 | 20.86 | 1 | 116.3 | 115 | 0.2753 | 51.22 | 65.38 | 55.91 | 0 | 0 | 0 | 0 | 0 | -1.154 | 20 | 0 | 0.0004243 | 0.7386 | 1 | 0.6527 | 0.0004146 | 1.501 | 0.0009535 | 0 | 0.1059 | 0.1069 | 0 | 38.82 | 37.07 | 38.74 | 36.9 | -273 | -273 | 0 |  |  | 20 | 0 | 0.3395 | 0.3422 | 0.4226 | -0.03366 | 0 | 0 | 0 | 0 | 0 | 0 | 0 | 0.7505 | 0.7554 | 0.2377 | 0.2753 | 701.9
10560 | 2.281 | 109.7 | 0 | 0 | 0 | 0 | 0.9107 | 464 | 19.58 | 0.0328 | 0.1031 | 20.86 | 1 | 116.1 | 114.8 | 0.2748 | 51.15 | 65.27 | 55.81 | 0 | 0 | 0 | 0 | 0 | -1.152 | 20 | 0 | 0.0004223 | 0.7372 | 1 | 0.6531 | 0.0004147 | 1.502 | 0.0009537 | 0 | 0.1059 | 0.1069 | 0 | 38.87 | 37.11 | 38.79 | 36.83 | -273 | -273 | 0 |  |  | 20 | 0 | 0.3386 | 0.3413 | 0.4214 | -0.03408 | 0 | 0 | 0 | 0 | 0 | 0 | 0 | 0.7491 | 0.754 | 0.2373 | 0.2748 | 701.9
10580 | 2.281 | 109.5 | 0 | 0 | 0 | 0 | 0.9107 | 464 | 19.58 | 0.0328 | 0.1031 | 20.86 | 1 | 115.9 | 114.6 | 0.2743 | 51.08 | 65.15 | 55.71 | 0 | 0 | 0 | 0 | 0 | -1.149 | 20 | 0 | 0.0004204 | 0.7358 | 1 | 0.6534 | 0.0004148 | 1.503 | 0.0009539 | 0 | 0.1059 | 0.1069 | 0 | 38.92 | 37.15 | 38.84 | 36.76 | -273 | -273 | 0 |  |  | 20 | 0 | 0.3377 | 0.3403 | 0.4201 | -0.03449 | 0 | 0 | 0 | 0 | 0 | 0 | 0 | 0.7478 | 0.7526 | 0.2369 | 0.2743 | 701.9
10600 | 2.281 | 109.4 | 0 | 0 | 0 | 0 | 0.9107 | 464 | 19.58 | 0.0328 | 0.1031 | 20.86 | 1 | 115.7 | 114.4 | 0.2738 | 51.01 | 65.04 | 55.62 | 0 | 0 | 0 | 0 | 0 | -1.147 | 20 | 0 | 0.0004184 | 0.7343 | 1 | 0.6537 | 0.0004148 | 1.503 | 0.0009542 | 0 | 0.1059 | 0.1069 | 0 | 38.97 | 37.19 | 38.88 | 36.69 | -273 | -273 | 0 |  |  | 20 | 0 | 0.3368 | 0.3394 | 0.4189 | -0.0349 | 0 | 0 | 0 | 0 | 0 | 0 | 0 | 0.7464 | 0.7512 | 0.2365 | 0.2738 | 701.9
10620 | 2.282 | 109.2 | 0 | 0 | 0 | 0 | 0.9107 | 464 | 19.58 | 0.0328 | 0.1031 | 20.86 | 1 | 115.5 | 114.2 | 0.2733 | 50.93 | 64.93 | 55.52 | 0 | 0 | 0 | 0 | 0 | -1.145 | 20 | 0 | 0.0004165 | 0.7329 | 1 | 0.654 | 0.0004149 | 1.504 | 0.0009544 | 0 | 0.1059 | 0.1069 | 0 | 39.02 | 37.23 | 38.93 | 36.62 | -273 | -273 | 0 |  |  | 20 | 0 | 0.3358 | 0.3385 | 0.4176 | -0.0353 | 0 | 0 | 0 | 0 | 0 | 0 | 0 | 0.7451 | 0.7498 | 0.2361 | 0.2733 | 701.9
10640 | 2.282 | 109 | 0 | 0 | 0 | 0 | 0.9107 | 464 | 19.58 | 0.0328 | 0.1031 | 20.86 | 1 | 115.3 | 114 | 0.2728 | 50.86 | 64.81 | 55.42 | 0 | 0 | 0 | 0 | 0 | -1.142 | 20 | 0 | 0.0004146 | 0.7315 | 1 | 0.6543 | 0.000415 | 1.505 | 0.0009546 | 0 | 0.1059 | 0.1069 | 0 | 39.07 | 37.27 | 38.98 | 36.55 | -273 | -273 | 0 |  |  | 20 | 0 | 0.3349 | 0.3376 | 0.4164 | -0.0357 | 0 | 0 | 0 | 0 | 0 | 0 | 0 | 0.7437 | 0.7484 | 0.2357 | 0.2728 | 701.9
10660 | 2.282 | 108.8 | 0 | 0 | 0 | 0 | 0.9107 | 464 | 19.58 | 0.0328 | 0.1031 | 20.86 | 1 | 115.1 | 113.8 | 0.2724 | 50.79 | 64.7 | 55.32 | 0 | 0 | 0 | 0 | 0 | -1.14 | 20 | 0 | 0.0004127 | 0.7301 | 1 | 0.6546 | 0.0004151 | 1.506 | 0.0009548 | 0 | 0.1059 | 0.1069 | 0 | 39.12 | 37.31 | 39.03 | 36.49 | -273 | -273 | 0 |  |  | 20 | 0 | 0.334 | 0.3367 | 0.4152 | -0.03609 | 0 | 0 | 0 | 0 | 0 | 0 | 0 | 0.7424 | 0.747 | 0.2353 | 0.2724 | 701.9
10680 | 2.282 | 108.6 | 0 | 0 | 0 | 0 | 0.9107 | 464 | 19.58 | 0.0328 | 0.1031 | 20.86 | 1 | 114.9 | 113.6 | 0.2719 | 50.72 | 64.59 | 55.23 | 0 | 0 | 0 | 0 | 0 | -1.138 | 20 | 0 | 0.0004108 | 0.7287 | 1 | 0.6549 | 0.0004152 | 1.506 | 0.000955 | 0 | 0.1059 | 0.1069 | 0 | 39.16 | 37.35 | 39.08 | 36.42 | -273 | -273 | 0 |  |  | 20 | 0 | 0.3331 | 0.3358 | 0.414 | -0.03648 | 0 | 0 | 0 | 0 | 0 | 0 | 0 | 0.741 | 0.7457 | 0.2349 | 0.2719 | 701.9
10700 | 2.282 | 108.4 | 0 | 0 | 0 | 0 | 0.9107 | 464 | 19.58 | 0.0328 | 0.1031 | 20.86 | 1 | 114.7 | 113.4 | 0.2714 | 50.65 | 64.48 | 55.13 | 0 | 0 | 0 | 0 | 0 | -1.136 | 20 | 0 | 0.0004089 | 0.7274 | 1 | 0.6553 | 0.0004153 | 1.507 | 0.0009552 | 0 | 0.1059 | 0.1069 | 0 | 39.21 | 37.39 | 39.13 | 36.35 | -273 | -273 | 0 |  |  | 20 | 0 | 0.3322 | 0.3349 | 0.4128 | -0.03686 | 0 | 0 | 0 | 0 | 0 | 0 | 0 | 0.7397 | 0.7443 | 0.2345 | 0.2714 | 701.9
10720 | 2.283 | 108.3 | 0 | 0 | 0 | 0 | 0.9107 | 464 | 19.58 | 0.0328 | 0.1031 | 20.86 | 1 | 114.5 | 113.2 | 0.2709 | 50.58 | 64.37 | 55.03 | 0 | 0 | 0 | 0 | 0 | -1.134 | 20 | 0 | 0.000407 | 0.726 | 1 | 0.6556 | 0.0004154 | 1.508 | 0.0009554 | 0 | 0.1059 | 0.1069 | 0 | 39.26 | 37.43 | 39.17 | 36.29 | -273 | -273 | 0 |  |  | 20 | 0 | 0.3313 | 0.334 | 0.4116 | -0.03723 | 0 | 0 | 0 | 0 | 0 | 0 | 0 | 0.7384 | 0.743 | 0.2341 | 0.2709 | 701.9
10740 | 2.283 | 108.1 | 0 | 0 | 0 | 0 | 0.9107 | 464 | 19.58 | 0.0328 | 0.1031 | 20.86 | 1 | 114.3 | 113 | 0.2705 | 50.51 | 64.26 | 54.94 | 0 | 0 | 0 | 0 | 0 | -1.131 | 20 | 0 | 0.0004052 | 0.7246 | 1 | 0.6559 | 0.0004155 | 1.509 | 0.0009556 | 0 | 0.1059 | 0.1069 | 0 | 39.31 | 37.47 | 39.22 | 36.22 | -273 | -273 | 0 |  |  | 20 | 0 | 0.3304 | 0.3331 | 0.4104 | -0.0376 | 0 | 0 | 0 | 0 | 0 | 0 | 0 | 0.7371 | 0.7416 | 0.2337 | 0.2705 | 701.9
10760 | 2.283 | 107.9 | 0 | 0 | 0 | 0 | 0.9107 | 464 | 19.58 | 0.0328 | 0.1031 | 20.86 | 1 | 114.1 | 112.8 | 0.27 | 50.44 | 64.15 | 54.84 | 0 | 0 | 0 | 0 | 0 | -1.129 | 20 | 0 | 0.0004033 | 0.7233 | 1 | 0.6562 | 0.0004156 | 1.509 | 0.0009558 | 0 | 0.1059 | 0.1069 | 0 | 39.35 | 37.51 | 39.27 | 36.16 | -273 | -273 | 0 |  |  | 20 | 0 | 0.3295 | 0.3322 | 0.4092 | -0.03796 | 0 | 0 | 0 | 0 | 0 | 0 | 0 | 0.7358 | 0.7403 | 0.2334 | 0.27 | 701.9
10780 | 2.283 | 107.7 | 0 | 0 | 0 | 0 | 0.9107 | 464 | 19.58 | 0.0328 | 0.1031 | 20.86 | 1 | 113.9 | 112.6 | 0.2695 | 50.38 | 64.05 | 54.75 | 0 | 0 | 0 | 0 | 0 | -1.127 | 20 | 0 | 0.0004015 | 0.7219 | 1 | 0.6565 | 0.0004157 | 1.51 | 0.000956 | 0 | 0.1059 | 0.1069 | 0 | 39.4 | 37.55 | 39.31 | 36.09 | -273 | -273 | 0 |  |  | 20 | 0 | 0.3287 | 0.3313 | 0.408 | -0.03832 | 0 | 0 | 0 | 0 | 0 | 0 | 0 | 0.7345 | 0.739 | 0.233 | 0.2695 | 701.9
10800 | 2.284 | 107.6 | 0 | 0 | 0 | 0 | 0.9107 | 464 | 19.58 | 0.0328 | 0.1031 | 20.86 | 1 | 113.7 | 112.5 | 0.2691 | 50.31 | 63.94 | 54.66 | 0 | 0 | 0 | 0 | 0 | -1.125 | 20 | 0 | 0.0003997 | 0.7206 | 1 | 0.6568 | 0.0004157 | 1.511 | 0.0009562 | 0 | 0.1059 | 0.1069 | 0 | 39.45 | 37.58 | 39.36 | 36.03 | -273 | -273 | 0 |  |  | 20 | 0 | 0.3278 | 0.3304 | 0.4068 | -0.03868 | 0 | 0 | 0 | 0 | 0 | 0 | 0 | 0.7332 | 0.7377 | 0.2326 | 0.2691 | 701.9